## Sheet1
| Var | Units | Long_Name | Instr_from_file | Original_Filename | Data_Info | Instrument_Info | PI_Info | Uncertainty | Revision | Stipulations | Institution_Info | Platform | PI_Contact_Info | Associated Data | Location | ULOD_Flag | ULOD_Value | LLOD_Flag | LLOD_Value | Project_Info | Other_Comments
0 | HNO3_NOAACIMS | pptv | Gas_HNO3_InSitu_S_AVMR | NOAA_Iodide_CIMS_Instrument | /uufs/chpc.utah.edu/common/home/haskins-group1/users/vsun/USOS_merges/R0/CSL_MobileLab_Parked/raw/20240805/USOS-NOAAIodideCIMS-PANs_MobileLabGround_20240805_RA.ict | All_data_in_parts_per_trillion_by_volume_(pptv)__1_Hz_data_is_available_upon_request_ | NOAA_I-_ToF_CIMS | Michael_A_Robinson__Chris_Jernigan__Subi_Thakali | TBD | RA | Users_are_strongly_encouraged->contact_the_PI_for_proper_data_usage_ | NOAA_ESRL_Chemical_Sciences_Laboratory_and_CIRES__U__of_Colorado | NOAA_CSL_Mobile_Lab | 325_Broadway__R_CSD_7__Boulder__Colorado_80305__michael_a_robinson_noaa_gov__chris_jernigan_noaa_gov_ |  | SLC__Utah | -7777 | N_A | -8888 | N_A | __csl_noaa_gov_groups_csl7_measurements_2024usos_
1 | Flight_N | No units found for this variable... | No long name found for this variable... | No Instrument found for this variable...
2 | CH3OH_NOAAPTR_ppbv | ppbv | Gas_CH3OH_InSitu_S_AVMR (CH3OH) methanol | NOAA_PTR-ToF-MS | /uufs/chpc.utah.edu/common/home/haskins-group1/users/vsun/USOS_merges/R0/CSL_MobileLab_Parked/raw/20240805/USOS-PTR_MobileLabGround_20240805_RA.ict | ppbv | NOAA_PTR-ToF-MS_measurements_on_NOAA_CSL_Mobile_Lab | Matthew_Coggon__Kelvin_Bates__Chelsea_Stockwell__Carsten_Warneke | See_OTHER_COMMENTS | RA | Use_of_these_data_require_prior_OK_from_PI_ | NOAA_ESRL_Chemical_Sciences_Division | Mobile_Laboratory_ | NOAA_ESRL_Chemical_Sciences_Division__Tropospheric_Chemistry_Group__325_Broadway__R_CSD7__Boulder__CO_80305 |  | Salt_Lake_City__UT | -7777 | N_A | -8888 | N_A_ | USOS_Deployment_July-August__2024
3 | CH3CN_NOAAPTR_ppbv | ppbv | Gas_CH3CN_InSitu_S_AVMR (CH3CN) acetonitrile | NOAA_PTR-ToF-MS | /uufs/chpc.utah.edu/common/home/haskins-group1/users/vsun/USOS_merges/R0/CSL_MobileLab_Parked/raw/20240805/USOS-PTR_MobileLabGround_20240805_RA.ict | ppbv | NOAA_PTR-ToF-MS_measurements_on_NOAA_CSL_Mobile_Lab | Matthew_Coggon__Kelvin_Bates__Chelsea_Stockwell__Carsten_Warneke | See_OTHER_COMMENTS | RA | Use_of_these_data_require_prior_OK_from_PI_ | NOAA_ESRL_Chemical_Sciences_Division | Mobile_Laboratory_ | NOAA_ESRL_Chemical_Sciences_Division__Tropospheric_Chemistry_Group__325_Broadway__R_CSD7__Boulder__CO_80305 |  | Salt_Lake_City__UT | -7777 | N_A | -8888 | N_A_ | USOS_Deployment_July-August__2024
4 | CH3CHO_NOAAPTR_ppbv | ppbv | Gas_CH3CHO_InSitu_S_AVMR (CH3CHO) acetaldehyde plus contributions from ethylene glycol and ethylene oxide. Interference from ethanol has been subtracted out. | NOAA_PTR-ToF-MS | /uufs/chpc.utah.edu/common/home/haskins-group1/users/vsun/USOS_merges/R0/CSL_MobileLab_Parked/raw/20240805/USOS-PTR_MobileLabGround_20240805_RA.ict | ppbv | NOAA_PTR-ToF-MS_measurements_on_NOAA_CSL_Mobile_Lab | Matthew_Coggon__Kelvin_Bates__Chelsea_Stockwell__Carsten_Warneke | See_OTHER_COMMENTS | RA | Use_of_these_data_require_prior_OK_from_PI_ | NOAA_ESRL_Chemical_Sciences_Division | Mobile_Laboratory_ | NOAA_ESRL_Chemical_Sciences_Division__Tropospheric_Chemistry_Group__325_Broadway__R_CSD7__Boulder__CO_80305 |  | Salt_Lake_City__UT | -7777 | N_A | -8888 | N_A_ | USOS_Deployment_July-August__2024
5 | C2H5OH_NOAAPTR_ppbv | ppbv | Gas_C2H5OH_InSitu_S_AVMR (C2H5OH) ethanol | NOAA_PTR-ToF-MS | /uufs/chpc.utah.edu/common/home/haskins-group1/users/vsun/USOS_merges/R0/CSL_MobileLab_Parked/raw/20240805/USOS-PTR_MobileLabGround_20240805_RA.ict | ppbv | NOAA_PTR-ToF-MS_measurements_on_NOAA_CSL_Mobile_Lab | Matthew_Coggon__Kelvin_Bates__Chelsea_Stockwell__Carsten_Warneke | See_OTHER_COMMENTS | RA | Use_of_these_data_require_prior_OK_from_PI_ | NOAA_ESRL_Chemical_Sciences_Division | Mobile_Laboratory_ | NOAA_ESRL_Chemical_Sciences_Division__Tropospheric_Chemistry_Group__325_Broadway__R_CSD7__Boulder__CO_80305 |  | Salt_Lake_City__UT | -7777 | N_A | -8888 | N_A_ | USOS_Deployment_July-August__2024
6 | CH3SH_NOAAPTR_ppbv | ppbv | Gas_CH3SH_InSitu_S_AVMR (CH3SH) methanethiol using calibration factor for DMS | NOAA_PTR-ToF-MS | /uufs/chpc.utah.edu/common/home/haskins-group1/users/vsun/USOS_merges/R0/CSL_MobileLab_Parked/raw/20240805/USOS-PTR_MobileLabGround_20240805_RA.ict | ppbv | NOAA_PTR-ToF-MS_measurements_on_NOAA_CSL_Mobile_Lab | Matthew_Coggon__Kelvin_Bates__Chelsea_Stockwell__Carsten_Warneke | See_OTHER_COMMENTS | RA | Use_of_these_data_require_prior_OK_from_PI_ | NOAA_ESRL_Chemical_Sciences_Division | Mobile_Laboratory_ | NOAA_ESRL_Chemical_Sciences_Division__Tropospheric_Chemistry_Group__325_Broadway__R_CSD7__Boulder__CO_80305 |  | Salt_Lake_City__UT | -7777 | N_A | -8888 | N_A_ | USOS_Deployment_July-August__2024
7 | Acrolein_NOAAPTR_ppbv | ppbv | Gas_Acrolein_InSitu_S_AVMR (C3H4O) acrolein | NOAA_PTR-ToF-MS | /uufs/chpc.utah.edu/common/home/haskins-group1/users/vsun/USOS_merges/R0/CSL_MobileLab_Parked/raw/20240805/USOS-PTR_MobileLabGround_20240805_RA.ict | ppbv | NOAA_PTR-ToF-MS_measurements_on_NOAA_CSL_Mobile_Lab | Matthew_Coggon__Kelvin_Bates__Chelsea_Stockwell__Carsten_Warneke | See_OTHER_COMMENTS | RA | Use_of_these_data_require_prior_OK_from_PI_ | NOAA_ESRL_Chemical_Sciences_Division | Mobile_Laboratory_ | NOAA_ESRL_Chemical_Sciences_Division__Tropospheric_Chemistry_Group__325_Broadway__R_CSD7__Boulder__CO_80305 |  | Salt_Lake_City__UT | -7777 | N_A | -8888 | N_A_ | USOS_Deployment_July-August__2024
8 | AcetonePropanal_NOAAPTR_ppbv | ppbv | Gas_AcetoneAndPropanal_InSitu_S_AVMR (C3H6O) sum of acetone (dominant isomer) and propanal using calibration factor for acetone | NOAA_PTR-ToF-MS | /uufs/chpc.utah.edu/common/home/haskins-group1/users/vsun/USOS_merges/R0/CSL_MobileLab_Parked/raw/20240805/USOS-PTR_MobileLabGround_20240805_RA.ict | ppbv | NOAA_PTR-ToF-MS_measurements_on_NOAA_CSL_Mobile_Lab | Matthew_Coggon__Kelvin_Bates__Chelsea_Stockwell__Carsten_Warneke | See_OTHER_COMMENTS | RA | Use_of_these_data_require_prior_OK_from_PI_ | NOAA_ESRL_Chemical_Sciences_Division | Mobile_Laboratory_ | NOAA_ESRL_Chemical_Sciences_Division__Tropospheric_Chemistry_Group__325_Broadway__R_CSD7__Boulder__CO_80305 |  | Salt_Lake_City__UT | -7777 | N_A | -8888 | N_A_ | USOS_Deployment_July-August__2024
9 | DMS_NOAAPTR_ppbv | ppbv | Gas_DMS_InSitu_S_AVMR (C2H6S) dimethyl sulfide with possible small contributions from ethanethiol | NOAA_PTR-ToF-MS | /uufs/chpc.utah.edu/common/home/haskins-group1/users/vsun/USOS_merges/R0/CSL_MobileLab_Parked/raw/20240805/USOS-PTR_MobileLabGround_20240805_RA.ict | ppbv | NOAA_PTR-ToF-MS_measurements_on_NOAA_CSL_Mobile_Lab | Matthew_Coggon__Kelvin_Bates__Chelsea_Stockwell__Carsten_Warneke | See_OTHER_COMMENTS | RA | Use_of_these_data_require_prior_OK_from_PI_ | NOAA_ESRL_Chemical_Sciences_Division | Mobile_Laboratory_ | NOAA_ESRL_Chemical_Sciences_Division__Tropospheric_Chemistry_Group__325_Broadway__R_CSD7__Boulder__CO_80305 |  | Salt_Lake_City__UT | -7777 | N_A | -8888 | N_A_ | USOS_Deployment_July-August__2024
10 | C5H8_NOAAPTR_ppbv | ppbv | Gas_Isoprene_InSitu_S_AVMR (C5H8) isoprene and possible fragments from cycloalkanes and aldehydes. Interferences have been subtracted following methods described by Coggon et al (2023) | NOAA_PTR-ToF-MS | /uufs/chpc.utah.edu/common/home/haskins-group1/users/vsun/USOS_merges/R0/CSL_MobileLab_Parked/raw/20240805/USOS-PTR_MobileLabGround_20240805_RA.ict | ppbv | NOAA_PTR-ToF-MS_measurements_on_NOAA_CSL_Mobile_Lab | Matthew_Coggon__Kelvin_Bates__Chelsea_Stockwell__Carsten_Warneke | See_OTHER_COMMENTS | RA | Use_of_these_data_require_prior_OK_from_PI_ | NOAA_ESRL_Chemical_Sciences_Division | Mobile_Laboratory_ | NOAA_ESRL_Chemical_Sciences_Division__Tropospheric_Chemistry_Group__325_Broadway__R_CSD7__Boulder__CO_80305 |  | Salt_Lake_City__UT | -7777 | N_A | -8888 | N_A_ | USOS_Deployment_July-August__2024
11 | MVKMAC_NOAAPTR_ppbv | ppbv | Gas_MVKAndMAC_InSitu_S_AVMR (C4H6O) sum of methyl vinyl ketone methacrolein and small amounts of crotonaldehyde using weighted calibration factor for MVK (0.637) and MACR (0.363) | NOAA_PTR-ToF-MS | /uufs/chpc.utah.edu/common/home/haskins-group1/users/vsun/USOS_merges/R0/CSL_MobileLab_Parked/raw/20240805/USOS-PTR_MobileLabGround_20240805_RA.ict | ppbv | NOAA_PTR-ToF-MS_measurements_on_NOAA_CSL_Mobile_Lab | Matthew_Coggon__Kelvin_Bates__Chelsea_Stockwell__Carsten_Warneke | See_OTHER_COMMENTS | RA | Use_of_these_data_require_prior_OK_from_PI_ | NOAA_ESRL_Chemical_Sciences_Division | Mobile_Laboratory_ | NOAA_ESRL_Chemical_Sciences_Division__Tropospheric_Chemistry_Group__325_Broadway__R_CSD7__Boulder__CO_80305 |  | Salt_Lake_City__UT | -7777 | N_A | -8888 | N_A_ | USOS_Deployment_July-August__2024
12 | Benzene_NOAAPTR_ppbv | ppbv | Gas_Benzene_InSitu_S_AVMR (C6H6) benzene | NOAA_PTR-ToF-MS | /uufs/chpc.utah.edu/common/home/haskins-group1/users/vsun/USOS_merges/R0/CSL_MobileLab_Parked/raw/20240805/USOS-PTR_MobileLabGround_20240805_RA.ict | ppbv | NOAA_PTR-ToF-MS_measurements_on_NOAA_CSL_Mobile_Lab | Matthew_Coggon__Kelvin_Bates__Chelsea_Stockwell__Carsten_Warneke | See_OTHER_COMMENTS | RA | Use_of_these_data_require_prior_OK_from_PI_ | NOAA_ESRL_Chemical_Sciences_Division | Mobile_Laboratory_ | NOAA_ESRL_Chemical_Sciences_Division__Tropospheric_Chemistry_Group__325_Broadway__R_CSD7__Boulder__CO_80305 |  | Salt_Lake_City__UT | -7777 | N_A | -8888 | N_A_ | USOS_Deployment_July-August__2024
13 | Toluene_NOAAPTR_ppbv | ppbv | Gas_Toluene_InSitu_S_AVMR (C7H8) toluene with possible small contributions of fragments from ethyltoluene | NOAA_PTR-ToF-MS | /uufs/chpc.utah.edu/common/home/haskins-group1/users/vsun/USOS_merges/R0/CSL_MobileLab_Parked/raw/20240805/USOS-PTR_MobileLabGround_20240805_RA.ict | ppbv | NOAA_PTR-ToF-MS_measurements_on_NOAA_CSL_Mobile_Lab | Matthew_Coggon__Kelvin_Bates__Chelsea_Stockwell__Carsten_Warneke | See_OTHER_COMMENTS | RA | Use_of_these_data_require_prior_OK_from_PI_ | NOAA_ESRL_Chemical_Sciences_Division | Mobile_Laboratory_ | NOAA_ESRL_Chemical_Sciences_Division__Tropospheric_Chemistry_Group__325_Broadway__R_CSD7__Boulder__CO_80305 |  | Salt_Lake_City__UT | -7777 | N_A | -8888 | N_A_ | USOS_Deployment_July-August__2024
14 | Styrene_NOAAPTR_ppbv | ppbv | Gas_Styrene_InSitu_S_AVMR (C8H8) styrene | NOAA_PTR-ToF-MS | /uufs/chpc.utah.edu/common/home/haskins-group1/users/vsun/USOS_merges/R0/CSL_MobileLab_Parked/raw/20240805/USOS-PTR_MobileLabGround_20240805_RA.ict | ppbv | NOAA_PTR-ToF-MS_measurements_on_NOAA_CSL_Mobile_Lab | Matthew_Coggon__Kelvin_Bates__Chelsea_Stockwell__Carsten_Warneke | See_OTHER_COMMENTS | RA | Use_of_these_data_require_prior_OK_from_PI_ | NOAA_ESRL_Chemical_Sciences_Division | Mobile_Laboratory_ | NOAA_ESRL_Chemical_Sciences_Division__Tropospheric_Chemistry_Group__325_Broadway__R_CSD7__Boulder__CO_80305 |  | Salt_Lake_City__UT | -7777 | N_A | -8888 | N_A_ | USOS_Deployment_July-August__2024
15 | Benzaldehyde_NOAAPTR_ppbv | ppbv | Gas_Benzaldehyde_InSitu_S_AVMR (C7H6O) benzaldehyde | NOAA_PTR-ToF-MS | /uufs/chpc.utah.edu/common/home/haskins-group1/users/vsun/USOS_merges/R0/CSL_MobileLab_Parked/raw/20240805/USOS-PTR_MobileLabGround_20240805_RA.ict | ppbv | NOAA_PTR-ToF-MS_measurements_on_NOAA_CSL_Mobile_Lab | Matthew_Coggon__Kelvin_Bates__Chelsea_Stockwell__Carsten_Warneke | See_OTHER_COMMENTS | RA | Use_of_these_data_require_prior_OK_from_PI_ | NOAA_ESRL_Chemical_Sciences_Division | Mobile_Laboratory_ | NOAA_ESRL_Chemical_Sciences_Division__Tropospheric_Chemistry_Group__325_Broadway__R_CSD7__Boulder__CO_80305 |  | Salt_Lake_City__UT | -7777 | N_A | -8888 | N_A_ | USOS_Deployment_July-August__2024
16 | C8Aromatics_NOAAPTR_ppbv | ppbv | Gas_C8Aromatics_InSitu_M_AVMR (C8H10) sum of m-xylene p-xylene o-xylene and ethyl benzene | NOAA_PTR-ToF-MS | /uufs/chpc.utah.edu/common/home/haskins-group1/users/vsun/USOS_merges/R0/CSL_MobileLab_Parked/raw/20240805/USOS-PTR_MobileLabGround_20240805_RA.ict | ppbv | NOAA_PTR-ToF-MS_measurements_on_NOAA_CSL_Mobile_Lab | Matthew_Coggon__Kelvin_Bates__Chelsea_Stockwell__Carsten_Warneke | See_OTHER_COMMENTS | RA | Use_of_these_data_require_prior_OK_from_PI_ | NOAA_ESRL_Chemical_Sciences_Division | Mobile_Laboratory_ | NOAA_ESRL_Chemical_Sciences_Division__Tropospheric_Chemistry_Group__325_Broadway__R_CSD7__Boulder__CO_80305 |  | Salt_Lake_City__UT | -7777 | N_A | -8888 | N_A_ | USOS_Deployment_July-August__2024
17 | C9Aromatics_NOAAPTR_ppbv | ppbv | Gas_C9Aromatics_InSitu_M_AVMR (C9H12) sum of C9 aromatics | NOAA_PTR-ToF-MS | /uufs/chpc.utah.edu/common/home/haskins-group1/users/vsun/USOS_merges/R0/CSL_MobileLab_Parked/raw/20240805/USOS-PTR_MobileLabGround_20240805_RA.ict | ppbv | NOAA_PTR-ToF-MS_measurements_on_NOAA_CSL_Mobile_Lab | Matthew_Coggon__Kelvin_Bates__Chelsea_Stockwell__Carsten_Warneke | See_OTHER_COMMENTS | RA | Use_of_these_data_require_prior_OK_from_PI_ | NOAA_ESRL_Chemical_Sciences_Division | Mobile_Laboratory_ | NOAA_ESRL_Chemical_Sciences_Division__Tropospheric_Chemistry_Group__325_Broadway__R_CSD7__Boulder__CO_80305 |  | Salt_Lake_City__UT | -7777 | N_A | -8888 | N_A_ | USOS_Deployment_July-August__2024
18 | Naphthalene_NOAAPTR_ppbv | ppbv | Gas_Naphthalene_InSitu_S_AVMR (C10H8) naphthalene | NOAA_PTR-ToF-MS | /uufs/chpc.utah.edu/common/home/haskins-group1/users/vsun/USOS_merges/R0/CSL_MobileLab_Parked/raw/20240805/USOS-PTR_MobileLabGround_20240805_RA.ict | ppbv | NOAA_PTR-ToF-MS_measurements_on_NOAA_CSL_Mobile_Lab | Matthew_Coggon__Kelvin_Bates__Chelsea_Stockwell__Carsten_Warneke | See_OTHER_COMMENTS | RA | Use_of_these_data_require_prior_OK_from_PI_ | NOAA_ESRL_Chemical_Sciences_Division | Mobile_Laboratory_ | NOAA_ESRL_Chemical_Sciences_Division__Tropospheric_Chemistry_Group__325_Broadway__R_CSD7__Boulder__CO_80305 |  | Salt_Lake_City__UT | -7777 | N_A | -8888 | N_A_ | USOS_Deployment_July-August__2024
19 | Octanal_NOAAPTR_ppbv | ppbv | Gas_Octanal_InSitu_S_AVMR (C8H16O) octanal and small amounts of octanone | NOAA_PTR-ToF-MS | /uufs/chpc.utah.edu/common/home/haskins-group1/users/vsun/USOS_merges/R0/CSL_MobileLab_Parked/raw/20240805/USOS-PTR_MobileLabGround_20240805_RA.ict | ppbv | NOAA_PTR-ToF-MS_measurements_on_NOAA_CSL_Mobile_Lab | Matthew_Coggon__Kelvin_Bates__Chelsea_Stockwell__Carsten_Warneke | See_OTHER_COMMENTS | RA | Use_of_these_data_require_prior_OK_from_PI_ | NOAA_ESRL_Chemical_Sciences_Division | Mobile_Laboratory_ | NOAA_ESRL_Chemical_Sciences_Division__Tropospheric_Chemistry_Group__325_Broadway__R_CSD7__Boulder__CO_80305 |  | Salt_Lake_City__UT | -7777 | N_A | -8888 | N_A_ | USOS_Deployment_July-August__2024
20 | Monoterpenes_NOAAPTR_ppbv | ppbv | Gas_Monoterpenes_InSitu_M_AVMR (C10H16) sum of monoterpenes and possible contributions from fragments of oxygenated monoterpenoids such as eucalyptol. | NOAA_PTR-ToF-MS | /uufs/chpc.utah.edu/common/home/haskins-group1/users/vsun/USOS_merges/R0/CSL_MobileLab_Parked/raw/20240805/USOS-PTR_MobileLabGround_20240805_RA.ict | ppbv | NOAA_PTR-ToF-MS_measurements_on_NOAA_CSL_Mobile_Lab | Matthew_Coggon__Kelvin_Bates__Chelsea_Stockwell__Carsten_Warneke | See_OTHER_COMMENTS | RA | Use_of_these_data_require_prior_OK_from_PI_ | NOAA_ESRL_Chemical_Sciences_Division | Mobile_Laboratory_ | NOAA_ESRL_Chemical_Sciences_Division__Tropospheric_Chemistry_Group__325_Broadway__R_CSD7__Boulder__CO_80305 |  | Salt_Lake_City__UT | -7777 | N_A | -8888 | N_A_ | USOS_Deployment_July-August__2024
21 | Nonanal_NOAAPTR_ppbv | ppbv | Gas_Nonanal_InSitu_M_AVMR (C9H18O) nonanal and small amounts of nonanone | NOAA_PTR-ToF-MS | /uufs/chpc.utah.edu/common/home/haskins-group1/users/vsun/USOS_merges/R0/CSL_MobileLab_Parked/raw/20240805/USOS-PTR_MobileLabGround_20240805_RA.ict | ppbv | NOAA_PTR-ToF-MS_measurements_on_NOAA_CSL_Mobile_Lab | Matthew_Coggon__Kelvin_Bates__Chelsea_Stockwell__Carsten_Warneke | See_OTHER_COMMENTS | RA | Use_of_these_data_require_prior_OK_from_PI_ | NOAA_ESRL_Chemical_Sciences_Division | Mobile_Laboratory_ | NOAA_ESRL_Chemical_Sciences_Division__Tropospheric_Chemistry_Group__325_Broadway__R_CSD7__Boulder__CO_80305 |  | Salt_Lake_City__UT | -7777 | N_A | -8888 | N_A_ | USOS_Deployment_July-August__2024
22 | C7H4ClF3_NOAAPTR_ppbv | ppbv | Gas_C7H4ClF3_InSitu_S_AVMR (C7H4ClF3) parachlorobenzotrifluoride | NOAA_PTR-ToF-MS | /uufs/chpc.utah.edu/common/home/haskins-group1/users/vsun/USOS_merges/R0/CSL_MobileLab_Parked/raw/20240805/USOS-PTR_MobileLabGround_20240805_RA.ict | ppbv | NOAA_PTR-ToF-MS_measurements_on_NOAA_CSL_Mobile_Lab | Matthew_Coggon__Kelvin_Bates__Chelsea_Stockwell__Carsten_Warneke | See_OTHER_COMMENTS | RA | Use_of_these_data_require_prior_OK_from_PI_ | NOAA_ESRL_Chemical_Sciences_Division | Mobile_Laboratory_ | NOAA_ESRL_Chemical_Sciences_Division__Tropospheric_Chemistry_Group__325_Broadway__R_CSD7__Boulder__CO_80305 |  | Salt_Lake_City__UT | -7777 | N_A | -8888 | N_A_ | USOS_Deployment_July-August__2024
23 | C10H30O5Si5_NOAAPTR_ppbv | ppbv | Gas_C10H30O5Si5_InSitu_S_AVMR (C10H30O5Si5) decamethylcyclopentasiloxane | NOAA_PTR-ToF-MS | /uufs/chpc.utah.edu/common/home/haskins-group1/users/vsun/USOS_merges/R0/CSL_MobileLab_Parked/raw/20240805/USOS-PTR_MobileLabGround_20240805_RA.ict | ppbv | NOAA_PTR-ToF-MS_measurements_on_NOAA_CSL_Mobile_Lab | Matthew_Coggon__Kelvin_Bates__Chelsea_Stockwell__Carsten_Warneke | See_OTHER_COMMENTS | RA | Use_of_these_data_require_prior_OK_from_PI_ | NOAA_ESRL_Chemical_Sciences_Division | Mobile_Laboratory_ | NOAA_ESRL_Chemical_Sciences_Division__Tropospheric_Chemistry_Group__325_Broadway__R_CSD7__Boulder__CO_80305 |  | Salt_Lake_City__UT | -7777 | N_A | -8888 | N_A_ | USOS_Deployment_July-August__2024
24 | C4H7NO5_NOAACIMS | pptv | Gas_C4H7NO5_InSitu_S_AVMR | NOAA_Iodide_CIMS_Instrument | /uufs/chpc.utah.edu/common/home/haskins-group1/users/vsun/USOS_merges/R0/CSL_MobileLab_Parked/raw/20240805/USOS-NOAAIodideCIMS-PANs_MobileLabGround_20240805_RA.ict | All_data_in_parts_per_trillion_by_volume_(pptv)__1_Hz_data_is_available_upon_request_ | NOAA_I-_ToF_CIMS | Michael_A_Robinson__Chris_Jernigan__Subi_Thakali | TBD | RA | Users_are_strongly_encouraged->contact_the_PI_for_proper_data_usage_ | NOAA_ESRL_Chemical_Sciences_Laboratory_and_CIRES__U__of_Colorado | NOAA_CSL_Mobile_Lab | 325_Broadway__R_CSD_7__Boulder__Colorado_80305__michael_a_robinson_noaa_gov__chris_jernigan_noaa_gov_ |  | SLC__Utah | -7777 | N_A | -8888 | N_A | __csl_noaa_gov_groups_csl7_measurements_2024usos_
25 | ISOPN_NOAACIMS | pptv | Gas_ISOPN_InSitu_S_AVMR | NOAA_Iodide_CIMS_Instrument | /uufs/chpc.utah.edu/common/home/haskins-group1/users/vsun/USOS_merges/R0/CSL_MobileLab_Parked/raw/20240805/USOS-NOAAIodideCIMS-PANs_MobileLabGround_20240805_RA.ict | All_data_in_parts_per_trillion_by_volume_(pptv)__1_Hz_data_is_available_upon_request_ | NOAA_I-_ToF_CIMS | Michael_A_Robinson__Chris_Jernigan__Subi_Thakali | TBD | RA | Users_are_strongly_encouraged->contact_the_PI_for_proper_data_usage_ | NOAA_ESRL_Chemical_Sciences_Laboratory_and_CIRES__U__of_Colorado | NOAA_CSL_Mobile_Lab | 325_Broadway__R_CSD_7__Boulder__Colorado_80305__michael_a_robinson_noaa_gov__chris_jernigan_noaa_gov_ |  | SLC__Utah | -7777 | N_A | -8888 | N_A | __csl_noaa_gov_groups_csl7_measurements_2024usos_
26 | C5H10O3_NOAACIMS | pptv | Gas_C5H10O3_InSitu_S_AVMR | NOAA_Iodide_CIMS_Instrument | /uufs/chpc.utah.edu/common/home/haskins-group1/users/vsun/USOS_merges/R0/CSL_MobileLab_Parked/raw/20240805/USOS-NOAAIodideCIMS-PANs_MobileLabGround_20240805_RA.ict | All_data_in_parts_per_trillion_by_volume_(pptv)__1_Hz_data_is_available_upon_request_ | NOAA_I-_ToF_CIMS | Michael_A_Robinson__Chris_Jernigan__Subi_Thakali | TBD | RA | Users_are_strongly_encouraged->contact_the_PI_for_proper_data_usage_ | NOAA_ESRL_Chemical_Sciences_Laboratory_and_CIRES__U__of_Colorado | NOAA_CSL_Mobile_Lab | 325_Broadway__R_CSD_7__Boulder__Colorado_80305__michael_a_robinson_noaa_gov__chris_jernigan_noaa_gov_ |  | SLC__Utah | -7777 | N_A | -8888 | N_A | __csl_noaa_gov_groups_csl7_measurements_2024usos_
27 | C5H9NO5_NOAACIMS | pptv | Gas_C5H9NO5_InSitu_S_AVMR | NOAA_Iodide_CIMS_Instrument | /uufs/chpc.utah.edu/common/home/haskins-group1/users/vsun/USOS_merges/R0/CSL_MobileLab_Parked/raw/20240805/USOS-NOAAIodideCIMS-PANs_MobileLabGround_20240805_RA.ict | All_data_in_parts_per_trillion_by_volume_(pptv)__1_Hz_data_is_available_upon_request_ | NOAA_I-_ToF_CIMS | Michael_A_Robinson__Chris_Jernigan__Subi_Thakali | TBD | RA | Users_are_strongly_encouraged->contact_the_PI_for_proper_data_usage_ | NOAA_ESRL_Chemical_Sciences_Laboratory_and_CIRES__U__of_Colorado | NOAA_CSL_Mobile_Lab | 325_Broadway__R_CSD_7__Boulder__Colorado_80305__michael_a_robinson_noaa_gov__chris_jernigan_noaa_gov_ |  | SLC__Utah | -7777 | N_A | -8888 | N_A | __csl_noaa_gov_groups_csl7_measurements_2024usos_
28 | C10H17NO4_NOAACIMS | pptv | Gas_C10H17NO4_InSitu_S_AVMR | NOAA_Iodide_CIMS_Instrument | /uufs/chpc.utah.edu/common/home/haskins-group1/users/vsun/USOS_merges/R0/CSL_MobileLab_Parked/raw/20240805/USOS-NOAAIodideCIMS-PANs_MobileLabGround_20240805_RA.ict | All_data_in_parts_per_trillion_by_volume_(pptv)__1_Hz_data_is_available_upon_request_ | NOAA_I-_ToF_CIMS | Michael_A_Robinson__Chris_Jernigan__Subi_Thakali | TBD | RA | Users_are_strongly_encouraged->contact_the_PI_for_proper_data_usage_ | NOAA_ESRL_Chemical_Sciences_Laboratory_and_CIRES__U__of_Colorado | NOAA_CSL_Mobile_Lab | 325_Broadway__R_CSD_7__Boulder__Colorado_80305__michael_a_robinson_noaa_gov__chris_jernigan_noaa_gov_ |  | SLC__Utah | -7777 | N_A | -8888 | N_A | __csl_noaa_gov_groups_csl7_measurements_2024usos_
29 | NO_LIF | pptv | Gas_NO_InSitu_S_AVMR volume mixing ratio of nitric oxide in air | LIF_NO_NOx_NOy_on_CSL_Mobile_Lab | /uufs/chpc.utah.edu/common/home/haskins-group1/users/vsun/USOS_merges/R0/CSL_MobileLab_Parked/raw/20240805/USOS-NOy-LIF_MobileLabGround_20240805_R0.ict |  | NO_detection_by_laser_induced_fluorescence__NO2_detection_by_photolytic_conversion->NO__NOy_detection_by_catalytic_conversion->NO_on_gold_surface | Rollins__A___Waxman__E___Zuraski__K___Chace__W_ | Included_1_Sigma_Accuracy_waves_represent_the_combined_calibration_uncertainties_(±6percent__±9percent__±10percent)_and_zero_uncertainties_(3_ppt__20_ppt__100_ppt)_for_NO__NO2__and_NOy__respectively_ | R0 | Users_are_strongly_encouraged->contact_the_PI_for_proper_data_usage_ | NOAA_Chemical_Sciences_Laboratory | CSL_Mobile_Lab | andrew_rollins_noaa_gov |  | Salt_Lake_City__UT | -7777 | N_A | -8888 | N_A | USOS_Project__July_-_August_2024
30 | NO2_LIF | pptv | Gas_NO2_InSitu_S_AVMR volume mixing ratio of nitrogen dioxide in air | LIF_NO_NOx_NOy_on_CSL_Mobile_Lab | /uufs/chpc.utah.edu/common/home/haskins-group1/users/vsun/USOS_merges/R0/CSL_MobileLab_Parked/raw/20240805/USOS-NOy-LIF_MobileLabGround_20240805_R0.ict |  | NO_detection_by_laser_induced_fluorescence__NO2_detection_by_photolytic_conversion->NO__NOy_detection_by_catalytic_conversion->NO_on_gold_surface | Rollins__A___Waxman__E___Zuraski__K___Chace__W_ | Included_1_Sigma_Accuracy_waves_represent_the_combined_calibration_uncertainties_(±6percent__±9percent__±10percent)_and_zero_uncertainties_(3_ppt__20_ppt__100_ppt)_for_NO__NO2__and_NOy__respectively_ | R0 | Users_are_strongly_encouraged->contact_the_PI_for_proper_data_usage_ | NOAA_Chemical_Sciences_Laboratory | CSL_Mobile_Lab | andrew_rollins_noaa_gov |  | Salt_Lake_City__UT | -7777 | N_A | -8888 | N_A | USOS_Project__July_-_August_2024
31 | NOy_LIF | pptv | Gas_NOy_InSitu_S_AVMR volume mixing ratio of total oxidized nitrogen in air | LIF_NO_NOx_NOy_on_CSL_Mobile_Lab | /uufs/chpc.utah.edu/common/home/haskins-group1/users/vsun/USOS_merges/R0/CSL_MobileLab_Parked/raw/20240805/USOS-NOy-LIF_MobileLabGround_20240805_R0.ict |  | NO_detection_by_laser_induced_fluorescence__NO2_detection_by_photolytic_conversion->NO__NOy_detection_by_catalytic_conversion->NO_on_gold_surface | Rollins__A___Waxman__E___Zuraski__K___Chace__W_ | Included_1_Sigma_Accuracy_waves_represent_the_combined_calibration_uncertainties_(±6percent__±9percent__±10percent)_and_zero_uncertainties_(3_ppt__20_ppt__100_ppt)_for_NO__NO2__and_NOy__respectively_ | R0 | Users_are_strongly_encouraged->contact_the_PI_for_proper_data_usage_ | NOAA_Chemical_Sciences_Laboratory | CSL_Mobile_Lab | andrew_rollins_noaa_gov |  | Salt_Lake_City__UT | -7777 | N_A | -8888 | N_A | USOS_Project__July_-_August_2024
32 | NO_LIF_1SigmaAccuracy | pptv | Gas_NO_InSitu_S_AVMR volume mixing ratio of nitric oxide in air | LIF_NO_NOx_NOy_on_CSL_Mobile_Lab | /uufs/chpc.utah.edu/common/home/haskins-group1/users/vsun/USOS_merges/R0/CSL_MobileLab_Parked/raw/20240805/USOS-NOy-LIF_MobileLabGround_20240805_R0.ict |  | NO_detection_by_laser_induced_fluorescence__NO2_detection_by_photolytic_conversion->NO__NOy_detection_by_catalytic_conversion->NO_on_gold_surface | Rollins__A___Waxman__E___Zuraski__K___Chace__W_ | Included_1_Sigma_Accuracy_waves_represent_the_combined_calibration_uncertainties_(±6percent__±9percent__±10percent)_and_zero_uncertainties_(3_ppt__20_ppt__100_ppt)_for_NO__NO2__and_NOy__respectively_ | R0 | Users_are_strongly_encouraged->contact_the_PI_for_proper_data_usage_ | NOAA_Chemical_Sciences_Laboratory | CSL_Mobile_Lab | andrew_rollins_noaa_gov |  | Salt_Lake_City__UT | -7777 | N_A | -8888 | N_A | USOS_Project__July_-_August_2024
33 | NO2_LIF_1SigmaAccuracy | pptv | Gas_NO2_InSitu_S_AVMR volume mixing ratio of nitrogen dioxide in air | LIF_NO_NOx_NOy_on_CSL_Mobile_Lab | /uufs/chpc.utah.edu/common/home/haskins-group1/users/vsun/USOS_merges/R0/CSL_MobileLab_Parked/raw/20240805/USOS-NOy-LIF_MobileLabGround_20240805_R0.ict |  | NO_detection_by_laser_induced_fluorescence__NO2_detection_by_photolytic_conversion->NO__NOy_detection_by_catalytic_conversion->NO_on_gold_surface | Rollins__A___Waxman__E___Zuraski__K___Chace__W_ | Included_1_Sigma_Accuracy_waves_represent_the_combined_calibration_uncertainties_(±6percent__±9percent__±10percent)_and_zero_uncertainties_(3_ppt__20_ppt__100_ppt)_for_NO__NO2__and_NOy__respectively_ | R0 | Users_are_strongly_encouraged->contact_the_PI_for_proper_data_usage_ | NOAA_Chemical_Sciences_Laboratory | CSL_Mobile_Lab | andrew_rollins_noaa_gov |  | Salt_Lake_City__UT | -7777 | N_A | -8888 | N_A | USOS_Project__July_-_August_2024
34 | NOy_LIF_1SigmaAccuracy | pptv | Gas_NOy_InSitu_S_AVMR volume mixing ratio of total oxidized nitrogen in air | LIF_NO_NOx_NOy_on_CSL_Mobile_Lab | /uufs/chpc.utah.edu/common/home/haskins-group1/users/vsun/USOS_merges/R0/CSL_MobileLab_Parked/raw/20240805/USOS-NOy-LIF_MobileLabGround_20240805_R0.ict |  | NO_detection_by_laser_induced_fluorescence__NO2_detection_by_photolytic_conversion->NO__NOy_detection_by_catalytic_conversion->NO_on_gold_surface | Rollins__A___Waxman__E___Zuraski__K___Chace__W_ | Included_1_Sigma_Accuracy_waves_represent_the_combined_calibration_uncertainties_(±6percent__±9percent__±10percent)_and_zero_uncertainties_(3_ppt__20_ppt__100_ppt)_for_NO__NO2__and_NOy__respectively_ | R0 | Users_are_strongly_encouraged->contact_the_PI_for_proper_data_usage_ | NOAA_Chemical_Sciences_Laboratory | CSL_Mobile_Lab | andrew_rollins_noaa_gov |  | Salt_Lake_City__UT | -7777 | N_A | -8888 | N_A | USOS_Project__July_-_August_2024
35 | N2O5_NOAACIMS | pptv | Gas_N2O5_InSitu_S_AVMR | NOAA_Iodide_CIMS_Instrument | /uufs/chpc.utah.edu/common/home/haskins-group1/users/vsun/USOS_merges/R0/CSL_MobileLab_Parked/raw/20240805/USOS-NOAAIodideCIMS-PANs_MobileLabGround_20240805_RA.ict | All_data_in_parts_per_trillion_by_volume_(pptv)__1_Hz_data_is_available_upon_request_ | NOAA_I-_ToF_CIMS | Michael_A_Robinson__Chris_Jernigan__Subi_Thakali | TBD | RA | Users_are_strongly_encouraged->contact_the_PI_for_proper_data_usage_ | NOAA_ESRL_Chemical_Sciences_Laboratory_and_CIRES__U__of_Colorado | NOAA_CSL_Mobile_Lab | 325_Broadway__R_CSD_7__Boulder__Colorado_80305__michael_a_robinson_noaa_gov__chris_jernigan_noaa_gov_ |  | SLC__Utah | -7777 | N_A | -8888 | N_A | __csl_noaa_gov_groups_csl7_measurements_2024usos_
36 | Br2_NOAACIMS | pptv | Gas_Br2_InSitu_S_AVMR | NOAA_Iodide_CIMS_Instrument | /uufs/chpc.utah.edu/common/home/haskins-group1/users/vsun/USOS_merges/R0/CSL_MobileLab_Parked/raw/20240805/USOS-NOAAIodideCIMS-PANs_MobileLabGround_20240805_RA.ict | All_data_in_parts_per_trillion_by_volume_(pptv)__1_Hz_data_is_available_upon_request_ | NOAA_I-_ToF_CIMS | Michael_A_Robinson__Chris_Jernigan__Subi_Thakali | TBD | RA | Users_are_strongly_encouraged->contact_the_PI_for_proper_data_usage_ | NOAA_ESRL_Chemical_Sciences_Laboratory_and_CIRES__U__of_Colorado | NOAA_CSL_Mobile_Lab | 325_Broadway__R_CSD_7__Boulder__Colorado_80305__michael_a_robinson_noaa_gov__chris_jernigan_noaa_gov_ |  | SLC__Utah | -7777 | N_A | -8888 | N_A | __csl_noaa_gov_groups_csl7_measurements_2024usos_
37 | BrO_NOAACIMS | pptv | Gas_BrO_InSitu_S_AVMR | NOAA_Iodide_CIMS_Instrument | /uufs/chpc.utah.edu/common/home/haskins-group1/users/vsun/USOS_merges/R0/CSL_MobileLab_Parked/raw/20240805/USOS-NOAAIodideCIMS-PANs_MobileLabGround_20240805_RA.ict | All_data_in_parts_per_trillion_by_volume_(pptv)__1_Hz_data_is_available_upon_request_ | NOAA_I-_ToF_CIMS | Michael_A_Robinson__Chris_Jernigan__Subi_Thakali | TBD | RA | Users_are_strongly_encouraged->contact_the_PI_for_proper_data_usage_ | NOAA_ESRL_Chemical_Sciences_Laboratory_and_CIRES__U__of_Colorado | NOAA_CSL_Mobile_Lab | 325_Broadway__R_CSD_7__Boulder__Colorado_80305__michael_a_robinson_noaa_gov__chris_jernigan_noaa_gov_ |  | SLC__Utah | -7777 | N_A | -8888 | N_A | __csl_noaa_gov_groups_csl7_measurements_2024usos_
38 | Cl2_NOAACIMS | pptv | Gas_Cl2_InSitu_S_AVMR | NOAA_Iodide_CIMS_Instrument | /uufs/chpc.utah.edu/common/home/haskins-group1/users/vsun/USOS_merges/R0/CSL_MobileLab_Parked/raw/20240805/USOS-NOAAIodideCIMS-PANs_MobileLabGround_20240805_RA.ict | All_data_in_parts_per_trillion_by_volume_(pptv)__1_Hz_data_is_available_upon_request_ | NOAA_I-_ToF_CIMS | Michael_A_Robinson__Chris_Jernigan__Subi_Thakali | TBD | RA | Users_are_strongly_encouraged->contact_the_PI_for_proper_data_usage_ | NOAA_ESRL_Chemical_Sciences_Laboratory_and_CIRES__U__of_Colorado | NOAA_CSL_Mobile_Lab | 325_Broadway__R_CSD_7__Boulder__Colorado_80305__michael_a_robinson_noaa_gov__chris_jernigan_noaa_gov_ |  | SLC__Utah | -7777 | N_A | -8888 | N_A | __csl_noaa_gov_groups_csl7_measurements_2024usos_
39 | ClNO2_NOAACIMS | pptv | Gas_ClNO2_InSitu_S_AVMR | NOAA_Iodide_CIMS_Instrument | /uufs/chpc.utah.edu/common/home/haskins-group1/users/vsun/USOS_merges/R0/CSL_MobileLab_Parked/raw/20240805/USOS-NOAAIodideCIMS-PANs_MobileLabGround_20240805_RA.ict | All_data_in_parts_per_trillion_by_volume_(pptv)__1_Hz_data_is_available_upon_request_ | NOAA_I-_ToF_CIMS | Michael_A_Robinson__Chris_Jernigan__Subi_Thakali | TBD | RA | Users_are_strongly_encouraged->contact_the_PI_for_proper_data_usage_ | NOAA_ESRL_Chemical_Sciences_Laboratory_and_CIRES__U__of_Colorado | NOAA_CSL_Mobile_Lab | 325_Broadway__R_CSD_7__Boulder__Colorado_80305__michael_a_robinson_noaa_gov__chris_jernigan_noaa_gov_ |  | SLC__Utah | -7777 | N_A | -8888 | N_A | __csl_noaa_gov_groups_csl7_measurements_2024usos_
40 | BrCl_NOAACIMS | pptv | Gas_BrCl_InSitu_S_AVMR | NOAA_Iodide_CIMS_Instrument | /uufs/chpc.utah.edu/common/home/haskins-group1/users/vsun/USOS_merges/R0/CSL_MobileLab_Parked/raw/20240805/USOS-NOAAIodideCIMS-PANs_MobileLabGround_20240805_RA.ict | All_data_in_parts_per_trillion_by_volume_(pptv)__1_Hz_data_is_available_upon_request_ | NOAA_I-_ToF_CIMS | Michael_A_Robinson__Chris_Jernigan__Subi_Thakali | TBD | RA | Users_are_strongly_encouraged->contact_the_PI_for_proper_data_usage_ | NOAA_ESRL_Chemical_Sciences_Laboratory_and_CIRES__U__of_Colorado | NOAA_CSL_Mobile_Lab | 325_Broadway__R_CSD_7__Boulder__Colorado_80305__michael_a_robinson_noaa_gov__chris_jernigan_noaa_gov_ |  | SLC__Utah | -7777 | N_A | -8888 | N_A | __csl_noaa_gov_groups_csl7_measurements_2024usos_
41 | NCl3_NOAACIMS | pptv | Gas_NCl3_InSitu_S_AVMR | NOAA_Iodide_CIMS_Instrument | /uufs/chpc.utah.edu/common/home/haskins-group1/users/vsun/USOS_merges/R0/CSL_MobileLab_Parked/raw/20240805/USOS-NOAAIodideCIMS-PANs_MobileLabGround_20240805_RA.ict | All_data_in_parts_per_trillion_by_volume_(pptv)__1_Hz_data_is_available_upon_request_ | NOAA_I-_ToF_CIMS | Michael_A_Robinson__Chris_Jernigan__Subi_Thakali | TBD | RA | Users_are_strongly_encouraged->contact_the_PI_for_proper_data_usage_ | NOAA_ESRL_Chemical_Sciences_Laboratory_and_CIRES__U__of_Colorado | NOAA_CSL_Mobile_Lab | 325_Broadway__R_CSD_7__Boulder__Colorado_80305__michael_a_robinson_noaa_gov__chris_jernigan_noaa_gov_ |  | SLC__Utah | -7777 | N_A | -8888 | N_A | __csl_noaa_gov_groups_csl7_measurements_2024usos_
42 | CO2_ppm_1min | ppmv | Gas_CO2_InSitu_S_DMF carbon dioxide mixing ratio | Picarro_2401-m_CO2_CH4_CO_H2O_Analyzer | /uufs/chpc.utah.edu/common/home/haskins-group1/users/vsun/USOS_merges/R0/CSL_MobileLab_Parked/raw/20240805/USOS-Picarro-CO2-CH4-CO-H2O_MobileLabGround_20240805_R0.ict | CO2__ppm__dry_air_mole_fraction__CH4__ppb__dry_air_mole_fraction__CO__ppb__dry_air_mole_fraction__H2O__ppmv | CO2__CH4__and_CO_are_reported_as_dry_air_mole_fractions_using_a_commercial_wavelength-scanned_cavity_ring-down_analyzer_(Picarro_2401-m)__An_in-field_calibration_gas_standard_of_432±0_07_ppm_CO2__2095±1_ppb_CH4__and_183±1_ppb_CO__calibrated_in_the_Boulder_laboratories_before_and_after_the_field_project_using_primary_CO2__CH4__and_CO_standard_tanks_tied->the_WMO_standard_(X2019__X2004A__and_X2014A__respectively)_from_the_Global_Monitoring_Laboratory_(GML)__was_delivered->the_inlet_every_2-3_days->evaluate_instrument_sensitivity__A_H2O_measurement_was_calibrated_before_the_project_with_a_Dew_Point_Mirror_373_hygrometer__The_water_correction_calculated_from_these_calibrations_was_applied->the_H2O_measurement_for_the_entire_campaign__Species_are_measured_at_0_5_Hz_and_reported_as_1-minute_averages_for_stationary_measurements_ | Ilana_Pollack__Nell_Schafer__and_Jeff_Peischl | Total_uncertainties_are_estimated_as_±0_1_ppm_for_CO2__±1_ppb_for_CH4__±5_ppb_for_CO__and_±(50_ppm_+_4percent)_for_H2O_ | R0 | Use_of_these_data_require_prior_ok_from_PI_ | NOAA_Chemical_Sciences_Laboratory | NOAA_CSL_Mobile_Laboratory | Ilana_Pollack_noaa_gov |  | The_mobile_lab_was_stationed_in_Salt_Lake_City__Utah_ | -7777 | N_A | -8888 | N_A | July_–_August_2024 | Data_are_averaged->1_minute_intervals__Stationary_data_collected_from_a_10_ft_tower_on_top_of_the_mobile_van_
43 | CH4_ppb_1min | ppbv | Gas_CH4_InSitu_S_DMF methane mixing ratio | Picarro_2401-m_CO2_CH4_CO_H2O_Analyzer | /uufs/chpc.utah.edu/common/home/haskins-group1/users/vsun/USOS_merges/R0/CSL_MobileLab_Parked/raw/20240805/USOS-Picarro-CO2-CH4-CO-H2O_MobileLabGround_20240805_R0.ict | CO2__ppm__dry_air_mole_fraction__CH4__ppb__dry_air_mole_fraction__CO__ppb__dry_air_mole_fraction__H2O__ppmv | CO2__CH4__and_CO_are_reported_as_dry_air_mole_fractions_using_a_commercial_wavelength-scanned_cavity_ring-down_analyzer_(Picarro_2401-m)__An_in-field_calibration_gas_standard_of_432±0_07_ppm_CO2__2095±1_ppb_CH4__and_183±1_ppb_CO__calibrated_in_the_Boulder_laboratories_before_and_after_the_field_project_using_primary_CO2__CH4__and_CO_standard_tanks_tied->the_WMO_standard_(X2019__X2004A__and_X2014A__respectively)_from_the_Global_Monitoring_Laboratory_(GML)__was_delivered->the_inlet_every_2-3_days->evaluate_instrument_sensitivity__A_H2O_measurement_was_calibrated_before_the_project_with_a_Dew_Point_Mirror_373_hygrometer__The_water_correction_calculated_from_these_calibrations_was_applied->the_H2O_measurement_for_the_entire_campaign__Species_are_measured_at_0_5_Hz_and_reported_as_1-minute_averages_for_stationary_measurements_ | Ilana_Pollack__Nell_Schafer__and_Jeff_Peischl | Total_uncertainties_are_estimated_as_±0_1_ppm_for_CO2__±1_ppb_for_CH4__±5_ppb_for_CO__and_±(50_ppm_+_4percent)_for_H2O_ | R0 | Use_of_these_data_require_prior_ok_from_PI_ | NOAA_Chemical_Sciences_Laboratory | NOAA_CSL_Mobile_Laboratory | Ilana_Pollack_noaa_gov |  | The_mobile_lab_was_stationed_in_Salt_Lake_City__Utah_ | -7777 | N_A | -8888 | N_A | July_–_August_2024 | Data_are_averaged->1_minute_intervals__Stationary_data_collected_from_a_10_ft_tower_on_top_of_the_mobile_van_
44 | CO_ppb_1min | ppbv | Gas_CO_InSitu_S_DMF carbon monoxide mixing ratio | Picarro_2401-m_CO2_CH4_CO_H2O_Analyzer | /uufs/chpc.utah.edu/common/home/haskins-group1/users/vsun/USOS_merges/R0/CSL_MobileLab_Parked/raw/20240805/USOS-Picarro-CO2-CH4-CO-H2O_MobileLabGround_20240805_R0.ict | CO2__ppm__dry_air_mole_fraction__CH4__ppb__dry_air_mole_fraction__CO__ppb__dry_air_mole_fraction__H2O__ppmv | CO2__CH4__and_CO_are_reported_as_dry_air_mole_fractions_using_a_commercial_wavelength-scanned_cavity_ring-down_analyzer_(Picarro_2401-m)__An_in-field_calibration_gas_standard_of_432±0_07_ppm_CO2__2095±1_ppb_CH4__and_183±1_ppb_CO__calibrated_in_the_Boulder_laboratories_before_and_after_the_field_project_using_primary_CO2__CH4__and_CO_standard_tanks_tied->the_WMO_standard_(X2019__X2004A__and_X2014A__respectively)_from_the_Global_Monitoring_Laboratory_(GML)__was_delivered->the_inlet_every_2-3_days->evaluate_instrument_sensitivity__A_H2O_measurement_was_calibrated_before_the_project_with_a_Dew_Point_Mirror_373_hygrometer__The_water_correction_calculated_from_these_calibrations_was_applied->the_H2O_measurement_for_the_entire_campaign__Species_are_measured_at_0_5_Hz_and_reported_as_1-minute_averages_for_stationary_measurements_ | Ilana_Pollack__Nell_Schafer__and_Jeff_Peischl | Total_uncertainties_are_estimated_as_±0_1_ppm_for_CO2__±1_ppb_for_CH4__±5_ppb_for_CO__and_±(50_ppm_+_4percent)_for_H2O_ | R0 | Use_of_these_data_require_prior_ok_from_PI_ | NOAA_Chemical_Sciences_Laboratory | NOAA_CSL_Mobile_Laboratory | Ilana_Pollack_noaa_gov |  | The_mobile_lab_was_stationed_in_Salt_Lake_City__Utah_ | -7777 | N_A | -8888 | N_A | July_–_August_2024 | Data_are_averaged->1_minute_intervals__Stationary_data_collected_from_a_10_ft_tower_on_top_of_the_mobile_van_
45 | H2O_ppmv_1min | ppmv | Met_H2OMRV_InSitu_S_AVMR water vapor mixing ratio | Picarro_2401-m_CO2_CH4_CO_H2O_Analyzer | /uufs/chpc.utah.edu/common/home/haskins-group1/users/vsun/USOS_merges/R0/CSL_MobileLab_Parked/raw/20240805/USOS-Picarro-CO2-CH4-CO-H2O_MobileLabGround_20240805_R0.ict | CO2__ppm__dry_air_mole_fraction__CH4__ppb__dry_air_mole_fraction__CO__ppb__dry_air_mole_fraction__H2O__ppmv | CO2__CH4__and_CO_are_reported_as_dry_air_mole_fractions_using_a_commercial_wavelength-scanned_cavity_ring-down_analyzer_(Picarro_2401-m)__An_in-field_calibration_gas_standard_of_432±0_07_ppm_CO2__2095±1_ppb_CH4__and_183±1_ppb_CO__calibrated_in_the_Boulder_laboratories_before_and_after_the_field_project_using_primary_CO2__CH4__and_CO_standard_tanks_tied->the_WMO_standard_(X2019__X2004A__and_X2014A__respectively)_from_the_Global_Monitoring_Laboratory_(GML)__was_delivered->the_inlet_every_2-3_days->evaluate_instrument_sensitivity__A_H2O_measurement_was_calibrated_before_the_project_with_a_Dew_Point_Mirror_373_hygrometer__The_water_correction_calculated_from_these_calibrations_was_applied->the_H2O_measurement_for_the_entire_campaign__Species_are_measured_at_0_5_Hz_and_reported_as_1-minute_averages_for_stationary_measurements_ | Ilana_Pollack__Nell_Schafer__and_Jeff_Peischl | Total_uncertainties_are_estimated_as_±0_1_ppm_for_CO2__±1_ppb_for_CH4__±5_ppb_for_CO__and_±(50_ppm_+_4percent)_for_H2O_ | R0 | Use_of_these_data_require_prior_ok_from_PI_ | NOAA_Chemical_Sciences_Laboratory | NOAA_CSL_Mobile_Laboratory | Ilana_Pollack_noaa_gov |  | The_mobile_lab_was_stationed_in_Salt_Lake_City__Utah_ | -7777 | N_A | -8888 | N_A | July_–_August_2024 | Data_are_averaged->1_minute_intervals__Stationary_data_collected_from_a_10_ft_tower_on_top_of_the_mobile_van_
46 | jNO2_meas | per second photolysis rate of NO2 measured using a filter radiometer. | second photolysis rate of NO2 measured using a filter radiometer. | jNO2_filter_radiometer_on_CSL_Mobile_Lab | /uufs/chpc.utah.edu/common/home/haskins-group1/users/vsun/USOS_merges/R0/CSL_MobileLab_Parked/raw/20240805/USOS-jNO2_MobileLabGround_20240805_R0.ict |  | jNO2_filter_radiometer___TUV_calculations_are_for_mobile_van_lat_lon_altitude_assuming_clear_sky_(cloud_AOD___0)_and_daily_mean_AOD_ | Waxman__E___Rollins__A___Zuraski__K___Chace__W_ | Data_uncertainties_are_+_-_20percent___These_come_from_uncertainties_in_radiometer_angular_response__radiometer_thermal_response__local_interferences_from_clouds_aerosols_shadows_etc_ | R0 | Users_are_strongly_encouraged->contact_the_PI_for_proper_data_usage_ | NOAA_Chemical_Sciences_Laboratory | CSL_Mobile_Lab__at_ground_site | eleanor_waxman_noaa_gov |  | Salt_Lake_City__UT | -7777 | N_A | -8888 | N_A | USOS_Project__July_-_August_2024
47 | jBrCl | per second photolysis rate of BrCl -> Br + Cl calculated in TUV for cloud-free sky with local AOD | second photolysis rate of BrCl -> Br + Cl calculated in TUV for cloud-free sky with local AOD | jNO2_filter_radiometer_on_CSL_Mobile_Lab | /uufs/chpc.utah.edu/common/home/haskins-group1/users/vsun/USOS_merges/R0/CSL_MobileLab_Parked/raw/20240805/USOS-jNO2_MobileLabGround_20240805_R0.ict |  | jNO2_filter_radiometer___TUV_calculations_are_for_mobile_van_lat_lon_altitude_assuming_clear_sky_(cloud_AOD___0)_and_daily_mean_AOD_ | Waxman__E___Rollins__A___Zuraski__K___Chace__W_ | Data_uncertainties_are_+_-_20percent___These_come_from_uncertainties_in_radiometer_angular_response__radiometer_thermal_response__local_interferences_from_clouds_aerosols_shadows_etc_ | R0 | Users_are_strongly_encouraged->contact_the_PI_for_proper_data_usage_ | NOAA_Chemical_Sciences_Laboratory | CSL_Mobile_Lab__at_ground_site | eleanor_waxman_noaa_gov |  | Salt_Lake_City__UT | -7777 | N_A | -8888 | N_A | USOS_Project__July_-_August_2024
48 | jBr2 | per second photolysis rate of Br2 -> Br + Br calculated in TUV for cloud-free sky with local AOD | second photolysis rate of Br2 -> Br + Br calculated in TUV for cloud-free sky with local AOD | jNO2_filter_radiometer_on_CSL_Mobile_Lab | /uufs/chpc.utah.edu/common/home/haskins-group1/users/vsun/USOS_merges/R0/CSL_MobileLab_Parked/raw/20240805/USOS-jNO2_MobileLabGround_20240805_R0.ict |  | jNO2_filter_radiometer___TUV_calculations_are_for_mobile_van_lat_lon_altitude_assuming_clear_sky_(cloud_AOD___0)_and_daily_mean_AOD_ | Waxman__E___Rollins__A___Zuraski__K___Chace__W_ | Data_uncertainties_are_+_-_20percent___These_come_from_uncertainties_in_radiometer_angular_response__radiometer_thermal_response__local_interferences_from_clouds_aerosols_shadows_etc_ | R0 | Users_are_strongly_encouraged->contact_the_PI_for_proper_data_usage_ | NOAA_Chemical_Sciences_Laboratory | CSL_Mobile_Lab__at_ground_site | eleanor_waxman_noaa_gov |  | Salt_Lake_City__UT | -7777 | N_A | -8888 | N_A | USOS_Project__July_-_August_2024
49 | jCCl4 | per second photolysis rate of CCl4 -> Products calcualted in TUV for cloud-free sky with local AOD | second photolysis rate of CCl4 -> Products calcualted in TUV for cloud-free sky with local AOD | jNO2_filter_radiometer_on_CSL_Mobile_Lab | /uufs/chpc.utah.edu/common/home/haskins-group1/users/vsun/USOS_merges/R0/CSL_MobileLab_Parked/raw/20240805/USOS-jNO2_MobileLabGround_20240805_R0.ict |  | jNO2_filter_radiometer___TUV_calculations_are_for_mobile_van_lat_lon_altitude_assuming_clear_sky_(cloud_AOD___0)_and_daily_mean_AOD_ | Waxman__E___Rollins__A___Zuraski__K___Chace__W_ | Data_uncertainties_are_+_-_20percent___These_come_from_uncertainties_in_radiometer_angular_response__radiometer_thermal_response__local_interferences_from_clouds_aerosols_shadows_etc_ | R0 | Users_are_strongly_encouraged->contact_the_PI_for_proper_data_usage_ | NOAA_Chemical_Sciences_Laboratory | CSL_Mobile_Lab__at_ground_site | eleanor_waxman_noaa_gov |  | Salt_Lake_City__UT | -7777 | N_A | -8888 | N_A | USOS_Project__July_-_August_2024
50 | jCH2Oa | per second photolysis rate of CH2O -> H + HCO calculated in TUV for cloud-free sky with local AOD | second photolysis rate of CH2O -> H + HCO calculated in TUV for cloud-free sky with local AOD | jNO2_filter_radiometer_on_CSL_Mobile_Lab | /uufs/chpc.utah.edu/common/home/haskins-group1/users/vsun/USOS_merges/R0/CSL_MobileLab_Parked/raw/20240805/USOS-jNO2_MobileLabGround_20240805_R0.ict |  | jNO2_filter_radiometer___TUV_calculations_are_for_mobile_van_lat_lon_altitude_assuming_clear_sky_(cloud_AOD___0)_and_daily_mean_AOD_ | Waxman__E___Rollins__A___Zuraski__K___Chace__W_ | Data_uncertainties_are_+_-_20percent___These_come_from_uncertainties_in_radiometer_angular_response__radiometer_thermal_response__local_interferences_from_clouds_aerosols_shadows_etc_ | R0 | Users_are_strongly_encouraged->contact_the_PI_for_proper_data_usage_ | NOAA_Chemical_Sciences_Laboratory | CSL_Mobile_Lab__at_ground_site | eleanor_waxman_noaa_gov |  | Salt_Lake_City__UT | -7777 | N_A | -8888 | N_A | USOS_Project__July_-_August_2024
51 | jCH2Ob | per second photolysis rate of CH2O -> H2 + CO calculated in TUV for cloud-free sky with local AOD | second photolysis rate of CH2O -> H2 + CO calculated in TUV for cloud-free sky with local AOD | jNO2_filter_radiometer_on_CSL_Mobile_Lab | /uufs/chpc.utah.edu/common/home/haskins-group1/users/vsun/USOS_merges/R0/CSL_MobileLab_Parked/raw/20240805/USOS-jNO2_MobileLabGround_20240805_R0.ict |  | jNO2_filter_radiometer___TUV_calculations_are_for_mobile_van_lat_lon_altitude_assuming_clear_sky_(cloud_AOD___0)_and_daily_mean_AOD_ | Waxman__E___Rollins__A___Zuraski__K___Chace__W_ | Data_uncertainties_are_+_-_20percent___These_come_from_uncertainties_in_radiometer_angular_response__radiometer_thermal_response__local_interferences_from_clouds_aerosols_shadows_etc_ | R0 | Users_are_strongly_encouraged->contact_the_PI_for_proper_data_usage_ | NOAA_Chemical_Sciences_Laboratory | CSL_Mobile_Lab__at_ground_site | eleanor_waxman_noaa_gov |  | Salt_Lake_City__UT | -7777 | N_A | -8888 | N_A | USOS_Project__July_-_August_2024
52 | jClNO2 | per second photolysis rate of ClNO2 -> Cl + NO2 calculated in TUV for cloud-free sky with local AOD | second photolysis rate of ClNO2 -> Cl + NO2 calculated in TUV for cloud-free sky with local AOD | jNO2_filter_radiometer_on_CSL_Mobile_Lab | /uufs/chpc.utah.edu/common/home/haskins-group1/users/vsun/USOS_merges/R0/CSL_MobileLab_Parked/raw/20240805/USOS-jNO2_MobileLabGround_20240805_R0.ict |  | jNO2_filter_radiometer___TUV_calculations_are_for_mobile_van_lat_lon_altitude_assuming_clear_sky_(cloud_AOD___0)_and_daily_mean_AOD_ | Waxman__E___Rollins__A___Zuraski__K___Chace__W_ | Data_uncertainties_are_+_-_20percent___These_come_from_uncertainties_in_radiometer_angular_response__radiometer_thermal_response__local_interferences_from_clouds_aerosols_shadows_etc_ | R0 | Users_are_strongly_encouraged->contact_the_PI_for_proper_data_usage_ | NOAA_Chemical_Sciences_Laboratory | CSL_Mobile_Lab__at_ground_site | eleanor_waxman_noaa_gov |  | Salt_Lake_City__UT | -7777 | N_A | -8888 | N_A | USOS_Project__July_-_August_2024
53 | jClOa | per second photolysis rate of ClO -> Cl + O(1D) calculated in TUV for cloud-free sky with local AOD | second photolysis rate of ClO -> Cl + O(1D) calculated in TUV for cloud-free sky with local AOD | jNO2_filter_radiometer_on_CSL_Mobile_Lab | /uufs/chpc.utah.edu/common/home/haskins-group1/users/vsun/USOS_merges/R0/CSL_MobileLab_Parked/raw/20240805/USOS-jNO2_MobileLabGround_20240805_R0.ict |  | jNO2_filter_radiometer___TUV_calculations_are_for_mobile_van_lat_lon_altitude_assuming_clear_sky_(cloud_AOD___0)_and_daily_mean_AOD_ | Waxman__E___Rollins__A___Zuraski__K___Chace__W_ | Data_uncertainties_are_+_-_20percent___These_come_from_uncertainties_in_radiometer_angular_response__radiometer_thermal_response__local_interferences_from_clouds_aerosols_shadows_etc_ | R0 | Users_are_strongly_encouraged->contact_the_PI_for_proper_data_usage_ | NOAA_Chemical_Sciences_Laboratory | CSL_Mobile_Lab__at_ground_site | eleanor_waxman_noaa_gov |  | Salt_Lake_City__UT | -7777 | N_A | -8888 | N_A | USOS_Project__July_-_August_2024
54 | jClOb | per second photolysis rate of ClO -> Cl + O(3P) calculated in TUV for cloud-free sky with local AOD | second photolysis rate of ClO -> Cl + O(3P) calculated in TUV for cloud-free sky with local AOD | jNO2_filter_radiometer_on_CSL_Mobile_Lab | /uufs/chpc.utah.edu/common/home/haskins-group1/users/vsun/USOS_merges/R0/CSL_MobileLab_Parked/raw/20240805/USOS-jNO2_MobileLabGround_20240805_R0.ict |  | jNO2_filter_radiometer___TUV_calculations_are_for_mobile_van_lat_lon_altitude_assuming_clear_sky_(cloud_AOD___0)_and_daily_mean_AOD_ | Waxman__E___Rollins__A___Zuraski__K___Chace__W_ | Data_uncertainties_are_+_-_20percent___These_come_from_uncertainties_in_radiometer_angular_response__radiometer_thermal_response__local_interferences_from_clouds_aerosols_shadows_etc_ | R0 | Users_are_strongly_encouraged->contact_the_PI_for_proper_data_usage_ | NOAA_Chemical_Sciences_Laboratory | CSL_Mobile_Lab__at_ground_site | eleanor_waxman_noaa_gov |  | Salt_Lake_City__UT | -7777 | N_A | -8888 | N_A | USOS_Project__July_-_August_2024
55 | jCl2 | per second photolysis rate of Cl2 -> Cl + Cl calculated in TUV for cloud-free sky with local AOD | second photolysis rate of Cl2 -> Cl + Cl calculated in TUV for cloud-free sky with local AOD | jNO2_filter_radiometer_on_CSL_Mobile_Lab | /uufs/chpc.utah.edu/common/home/haskins-group1/users/vsun/USOS_merges/R0/CSL_MobileLab_Parked/raw/20240805/USOS-jNO2_MobileLabGround_20240805_R0.ict |  | jNO2_filter_radiometer___TUV_calculations_are_for_mobile_van_lat_lon_altitude_assuming_clear_sky_(cloud_AOD___0)_and_daily_mean_AOD_ | Waxman__E___Rollins__A___Zuraski__K___Chace__W_ | Data_uncertainties_are_+_-_20percent___These_come_from_uncertainties_in_radiometer_angular_response__radiometer_thermal_response__local_interferences_from_clouds_aerosols_shadows_etc_ | R0 | Users_are_strongly_encouraged->contact_the_PI_for_proper_data_usage_ | NOAA_Chemical_Sciences_Laboratory | CSL_Mobile_Lab__at_ground_site | eleanor_waxman_noaa_gov |  | Salt_Lake_City__UT | -7777 | N_A | -8888 | N_A | USOS_Project__July_-_August_2024
56 | jHNO2 | per second photolysis rate of HNO2 -> OH + NO calculated in TUV for cloud-free sky with local AOD | second photolysis rate of HNO2 -> OH + NO calculated in TUV for cloud-free sky with local AOD | jNO2_filter_radiometer_on_CSL_Mobile_Lab | /uufs/chpc.utah.edu/common/home/haskins-group1/users/vsun/USOS_merges/R0/CSL_MobileLab_Parked/raw/20240805/USOS-jNO2_MobileLabGround_20240805_R0.ict |  | jNO2_filter_radiometer___TUV_calculations_are_for_mobile_van_lat_lon_altitude_assuming_clear_sky_(cloud_AOD___0)_and_daily_mean_AOD_ | Waxman__E___Rollins__A___Zuraski__K___Chace__W_ | Data_uncertainties_are_+_-_20percent___These_come_from_uncertainties_in_radiometer_angular_response__radiometer_thermal_response__local_interferences_from_clouds_aerosols_shadows_etc_ | R0 | Users_are_strongly_encouraged->contact_the_PI_for_proper_data_usage_ | NOAA_Chemical_Sciences_Laboratory | CSL_Mobile_Lab__at_ground_site | eleanor_waxman_noaa_gov |  | Salt_Lake_City__UT | -7777 | N_A | -8888 | N_A | USOS_Project__July_-_August_2024
57 | jHNO3 | per second photolysis rate of HNO3 -> OH + NO2 calculated in TUV for cloud-free sky with local AOD | second photolysis rate of HNO3 -> OH + NO2 calculated in TUV for cloud-free sky with local AOD | jNO2_filter_radiometer_on_CSL_Mobile_Lab | /uufs/chpc.utah.edu/common/home/haskins-group1/users/vsun/USOS_merges/R0/CSL_MobileLab_Parked/raw/20240805/USOS-jNO2_MobileLabGround_20240805_R0.ict |  | jNO2_filter_radiometer___TUV_calculations_are_for_mobile_van_lat_lon_altitude_assuming_clear_sky_(cloud_AOD___0)_and_daily_mean_AOD_ | Waxman__E___Rollins__A___Zuraski__K___Chace__W_ | Data_uncertainties_are_+_-_20percent___These_come_from_uncertainties_in_radiometer_angular_response__radiometer_thermal_response__local_interferences_from_clouds_aerosols_shadows_etc_ | R0 | Users_are_strongly_encouraged->contact_the_PI_for_proper_data_usage_ | NOAA_Chemical_Sciences_Laboratory | CSL_Mobile_Lab__at_ground_site | eleanor_waxman_noaa_gov |  | Salt_Lake_City__UT | -7777 | N_A | -8888 | N_A | USOS_Project__July_-_August_2024
58 | jI2 | per second photolysis rate of I2 -> I + I calculated in TUV for cloud-free sky with local AOD | second photolysis rate of I2 -> I + I calculated in TUV for cloud-free sky with local AOD | jNO2_filter_radiometer_on_CSL_Mobile_Lab | /uufs/chpc.utah.edu/common/home/haskins-group1/users/vsun/USOS_merges/R0/CSL_MobileLab_Parked/raw/20240805/USOS-jNO2_MobileLabGround_20240805_R0.ict |  | jNO2_filter_radiometer___TUV_calculations_are_for_mobile_van_lat_lon_altitude_assuming_clear_sky_(cloud_AOD___0)_and_daily_mean_AOD_ | Waxman__E___Rollins__A___Zuraski__K___Chace__W_ | Data_uncertainties_are_+_-_20percent___These_come_from_uncertainties_in_radiometer_angular_response__radiometer_thermal_response__local_interferences_from_clouds_aerosols_shadows_etc_ | R0 | Users_are_strongly_encouraged->contact_the_PI_for_proper_data_usage_ | NOAA_Chemical_Sciences_Laboratory | CSL_Mobile_Lab__at_ground_site | eleanor_waxman_noaa_gov |  | Salt_Lake_City__UT | -7777 | N_A | -8888 | N_A | USOS_Project__July_-_August_2024
59 | jNO2 | per second photolysis rate of NO2 -> NO + O(3P) calculated in TUV for cloud-free sky with local AOD | second photolysis rate of NO2 -> NO + O(3P) calculated in TUV for cloud-free sky with local AOD | jNO2_filter_radiometer_on_CSL_Mobile_Lab | /uufs/chpc.utah.edu/common/home/haskins-group1/users/vsun/USOS_merges/R0/CSL_MobileLab_Parked/raw/20240805/USOS-jNO2_MobileLabGround_20240805_R0.ict |  | jNO2_filter_radiometer___TUV_calculations_are_for_mobile_van_lat_lon_altitude_assuming_clear_sky_(cloud_AOD___0)_and_daily_mean_AOD_ | Waxman__E___Rollins__A___Zuraski__K___Chace__W_ | Data_uncertainties_are_+_-_20percent___These_come_from_uncertainties_in_radiometer_angular_response__radiometer_thermal_response__local_interferences_from_clouds_aerosols_shadows_etc_ | R0 | Users_are_strongly_encouraged->contact_the_PI_for_proper_data_usage_ | NOAA_Chemical_Sciences_Laboratory | CSL_Mobile_Lab__at_ground_site | eleanor_waxman_noaa_gov |  | Salt_Lake_City__UT | -7777 | N_A | -8888 | N_A | USOS_Project__July_-_August_2024
60 | jNO3a | per second photolysis rate of NO3 -> NO + O2 calculated in TUV for cloud-free sky with local AOD | second photolysis rate of NO3 -> NO + O2 calculated in TUV for cloud-free sky with local AOD | jNO2_filter_radiometer_on_CSL_Mobile_Lab | /uufs/chpc.utah.edu/common/home/haskins-group1/users/vsun/USOS_merges/R0/CSL_MobileLab_Parked/raw/20240805/USOS-jNO2_MobileLabGround_20240805_R0.ict |  | jNO2_filter_radiometer___TUV_calculations_are_for_mobile_van_lat_lon_altitude_assuming_clear_sky_(cloud_AOD___0)_and_daily_mean_AOD_ | Waxman__E___Rollins__A___Zuraski__K___Chace__W_ | Data_uncertainties_are_+_-_20percent___These_come_from_uncertainties_in_radiometer_angular_response__radiometer_thermal_response__local_interferences_from_clouds_aerosols_shadows_etc_ | R0 | Users_are_strongly_encouraged->contact_the_PI_for_proper_data_usage_ | NOAA_Chemical_Sciences_Laboratory | CSL_Mobile_Lab__at_ground_site | eleanor_waxman_noaa_gov |  | Salt_Lake_City__UT | -7777 | N_A | -8888 | N_A | USOS_Project__July_-_August_2024
61 | jNO3b | per second photolysis rate of NO3 -> NO2 + O(3P) calculated in TUV for cloud-free sky with local AOD | second photolysis rate of NO3 -> NO2 + O(3P) calculated in TUV for cloud-free sky with local AOD | jNO2_filter_radiometer_on_CSL_Mobile_Lab | /uufs/chpc.utah.edu/common/home/haskins-group1/users/vsun/USOS_merges/R0/CSL_MobileLab_Parked/raw/20240805/USOS-jNO2_MobileLabGround_20240805_R0.ict |  | jNO2_filter_radiometer___TUV_calculations_are_for_mobile_van_lat_lon_altitude_assuming_clear_sky_(cloud_AOD___0)_and_daily_mean_AOD_ | Waxman__E___Rollins__A___Zuraski__K___Chace__W_ | Data_uncertainties_are_+_-_20percent___These_come_from_uncertainties_in_radiometer_angular_response__radiometer_thermal_response__local_interferences_from_clouds_aerosols_shadows_etc_ | R0 | Users_are_strongly_encouraged->contact_the_PI_for_proper_data_usage_ | NOAA_Chemical_Sciences_Laboratory | CSL_Mobile_Lab__at_ground_site | eleanor_waxman_noaa_gov |  | Salt_Lake_City__UT | -7777 | N_A | -8888 | N_A | USOS_Project__July_-_August_2024
62 | jN2O5 | per second photolysis rate of N2O5 -> NO3 + NO + O(3P) calculated in TUV for cloud-free sky with local AOD | second photolysis rate of N2O5 -> NO3 + NO + O(3P) calculated in TUV for cloud-free sky with local AOD | jNO2_filter_radiometer_on_CSL_Mobile_Lab | /uufs/chpc.utah.edu/common/home/haskins-group1/users/vsun/USOS_merges/R0/CSL_MobileLab_Parked/raw/20240805/USOS-jNO2_MobileLabGround_20240805_R0.ict |  | jNO2_filter_radiometer___TUV_calculations_are_for_mobile_van_lat_lon_altitude_assuming_clear_sky_(cloud_AOD___0)_and_daily_mean_AOD_ | Waxman__E___Rollins__A___Zuraski__K___Chace__W_ | Data_uncertainties_are_+_-_20percent___These_come_from_uncertainties_in_radiometer_angular_response__radiometer_thermal_response__local_interferences_from_clouds_aerosols_shadows_etc_ | R0 | Users_are_strongly_encouraged->contact_the_PI_for_proper_data_usage_ | NOAA_Chemical_Sciences_Laboratory | CSL_Mobile_Lab__at_ground_site | eleanor_waxman_noaa_gov |  | Salt_Lake_City__UT | -7777 | N_A | -8888 | N_A | USOS_Project__July_-_August_2024
63 | jO3 | per second photolysis rate of O3 -> O2 + O(1D) calculated in TUV for cloud-free sky with local AOD | second photolysis rate of O3 -> O2 + O(1D) calculated in TUV for cloud-free sky with local AOD | jNO2_filter_radiometer_on_CSL_Mobile_Lab | /uufs/chpc.utah.edu/common/home/haskins-group1/users/vsun/USOS_merges/R0/CSL_MobileLab_Parked/raw/20240805/USOS-jNO2_MobileLabGround_20240805_R0.ict |  | jNO2_filter_radiometer___TUV_calculations_are_for_mobile_van_lat_lon_altitude_assuming_clear_sky_(cloud_AOD___0)_and_daily_mean_AOD_ | Waxman__E___Rollins__A___Zuraski__K___Chace__W_ | Data_uncertainties_are_+_-_20percent___These_come_from_uncertainties_in_radiometer_angular_response__radiometer_thermal_response__local_interferences_from_clouds_aerosols_shadows_etc_ | R0 | Users_are_strongly_encouraged->contact_the_PI_for_proper_data_usage_ | NOAA_Chemical_Sciences_Laboratory | CSL_Mobile_Lab__at_ground_site | eleanor_waxman_noaa_gov |  | Salt_Lake_City__UT | -7777 | N_A | -8888 | N_A | USOS_Project__July_-_August_2024
64 | AOD_500nm | unitless UTC daily mean AOD at 500 nm from an AERONET station located at 40.178 N -112.452 E | UTC daily mean AOD at 500 nm from an AERONET station located at 40.178 N -112.452 E | jNO2_filter_radiometer_on_CSL_Mobile_Lab | /uufs/chpc.utah.edu/common/home/haskins-group1/users/vsun/USOS_merges/R0/CSL_MobileLab_Parked/raw/20240805/USOS-jNO2_MobileLabGround_20240805_R0.ict |  | jNO2_filter_radiometer___TUV_calculations_are_for_mobile_van_lat_lon_altitude_assuming_clear_sky_(cloud_AOD___0)_and_daily_mean_AOD_ | Waxman__E___Rollins__A___Zuraski__K___Chace__W_ | Data_uncertainties_are_+_-_20percent___These_come_from_uncertainties_in_radiometer_angular_response__radiometer_thermal_response__local_interferences_from_clouds_aerosols_shadows_etc_ | R0 | Users_are_strongly_encouraged->contact_the_PI_for_proper_data_usage_ | NOAA_Chemical_Sciences_Laboratory | CSL_Mobile_Lab__at_ground_site | eleanor_waxman_noaa_gov |  | Salt_Lake_City__UT | -7777 | N_A | -8888 | N_A | USOS_Project__July_-_August_2024
65 | GPS_Alt_m | meters Altitude from Differential GPS | Altitude from Differential GPS | Mobile_Lab_MetNav_Station | /uufs/chpc.utah.edu/common/home/haskins-group1/users/vsun/USOS_merges/R0/CSL_MobileLab_Parked/raw/20240805/USOS-MetNav_MobileLabGround_20240805_R0.ict |  | N_A | Carrie_Womack__Nate_Howard__Mike_Zucker | N_A | R0 | Use_of_these_data_require_prior_ok_from_PI_ | NOAA_Chemical_Sciences_Laboratory | CSL_Mobile_Lab | 325_Broadway_R_CSL7__Boulder__CO__80305 |  | Salt_Lake_City__UT | -7777 | N_A | -8888 | N_A
66 | GPS_Course_deg | degrees Course from Differential GPS | Course from Differential GPS | Mobile_Lab_MetNav_Station | /uufs/chpc.utah.edu/common/home/haskins-group1/users/vsun/USOS_merges/R0/CSL_MobileLab_Parked/raw/20240805/USOS-MetNav_MobileLabGround_20240805_R0.ict |  | N_A | Carrie_Womack__Nate_Howard__Mike_Zucker | N_A | R0 | Use_of_these_data_require_prior_ok_from_PI_ | NOAA_Chemical_Sciences_Laboratory | CSL_Mobile_Lab | 325_Broadway_R_CSL7__Boulder__CO__80305 |  | Salt_Lake_City__UT | -7777 | N_A | -8888 | N_A
67 | GPS_GndSpd_m_s | m/s Ground Speed from Differential GPS | Ground Speed from Differential GPS | Mobile_Lab_MetNav_Station | /uufs/chpc.utah.edu/common/home/haskins-group1/users/vsun/USOS_merges/R0/CSL_MobileLab_Parked/raw/20240805/USOS-MetNav_MobileLabGround_20240805_R0.ict |  | N_A | Carrie_Womack__Nate_Howard__Mike_Zucker | N_A | R0 | Use_of_these_data_require_prior_ok_from_PI_ | NOAA_Chemical_Sciences_Laboratory | CSL_Mobile_Lab | 325_Broadway_R_CSL7__Boulder__CO__80305 |  | Salt_Lake_City__UT | -7777 | N_A | -8888 | N_A
68 | GPS_Heading_deg | degrees Heading from Differential GPS | Heading from Differential GPS | Mobile_Lab_MetNav_Station | /uufs/chpc.utah.edu/common/home/haskins-group1/users/vsun/USOS_merges/R0/CSL_MobileLab_Parked/raw/20240805/USOS-MetNav_MobileLabGround_20240805_R0.ict |  | N_A | Carrie_Womack__Nate_Howard__Mike_Zucker | N_A | R0 | Use_of_these_data_require_prior_ok_from_PI_ | NOAA_Chemical_Sciences_Laboratory | CSL_Mobile_Lab | 325_Broadway_R_CSL7__Boulder__CO__80305 |  | Salt_Lake_City__UT | -7777 | N_A | -8888 | N_A
69 | GPS_Lat_deg | degrees Latitude from Differential GPS | Latitude from Differential GPS | Mobile_Lab_MetNav_Station | /uufs/chpc.utah.edu/common/home/haskins-group1/users/vsun/USOS_merges/R0/CSL_MobileLab_Parked/raw/20240805/USOS-MetNav_MobileLabGround_20240805_R0.ict |  | N_A | Carrie_Womack__Nate_Howard__Mike_Zucker | N_A | R0 | Use_of_these_data_require_prior_ok_from_PI_ | NOAA_Chemical_Sciences_Laboratory | CSL_Mobile_Lab | 325_Broadway_R_CSL7__Boulder__CO__80305 |  | Salt_Lake_City__UT | -7777 | N_A | -8888 | N_A
70 | GPS_Lon_deg | degrees Longitude from Differential GPS | Longitude from Differential GPS | Mobile_Lab_MetNav_Station | /uufs/chpc.utah.edu/common/home/haskins-group1/users/vsun/USOS_merges/R0/CSL_MobileLab_Parked/raw/20240805/USOS-MetNav_MobileLabGround_20240805_R0.ict |  | N_A | Carrie_Womack__Nate_Howard__Mike_Zucker | N_A | R0 | Use_of_these_data_require_prior_ok_from_PI_ | NOAA_Chemical_Sciences_Laboratory | CSL_Mobile_Lab | 325_Broadway_R_CSL7__Boulder__CO__80305 |  | Salt_Lake_City__UT | -7777 | N_A | -8888 | N_A
71 | AirTemp_C | Celsius Air Temperature from Airmar | Air Temperature from Airmar | Mobile_Lab_MetNav_Station | /uufs/chpc.utah.edu/common/home/haskins-group1/users/vsun/USOS_merges/R0/CSL_MobileLab_Parked/raw/20240805/USOS-MetNav_MobileLabGround_20240805_R0.ict |  | N_A | Carrie_Womack__Nate_Howard__Mike_Zucker | N_A | R0 | Use_of_these_data_require_prior_ok_from_PI_ | NOAA_Chemical_Sciences_Laboratory | CSL_Mobile_Lab | 325_Broadway_R_CSL7__Boulder__CO__80305 |  | Salt_Lake_City__UT | -7777 | N_A | -8888 | N_A
72 | RelHumidity_pct | percent Relative Humidity from Airmar | Relative Humidity from Airmar | Mobile_Lab_MetNav_Station | /uufs/chpc.utah.edu/common/home/haskins-group1/users/vsun/USOS_merges/R0/CSL_MobileLab_Parked/raw/20240805/USOS-MetNav_MobileLabGround_20240805_R0.ict |  | N_A | Carrie_Womack__Nate_Howard__Mike_Zucker | N_A | R0 | Use_of_these_data_require_prior_ok_from_PI_ | NOAA_Chemical_Sciences_Laboratory | CSL_Mobile_Lab | 325_Broadway_R_CSL7__Boulder__CO__80305 |  | Salt_Lake_City__UT | -7777 | N_A | -8888 | N_A
73 | Pressure_mb | millibars Pressure from Honeywell | Pressure from Honeywell | Mobile_Lab_MetNav_Station | /uufs/chpc.utah.edu/common/home/haskins-group1/users/vsun/USOS_merges/R0/CSL_MobileLab_Parked/raw/20240805/USOS-MetNav_MobileLabGround_20240805_R0.ict |  | N_A | Carrie_Womack__Nate_Howard__Mike_Zucker | N_A | R0 | Use_of_these_data_require_prior_ok_from_PI_ | NOAA_Chemical_Sciences_Laboratory | CSL_Mobile_Lab | 325_Broadway_R_CSL7__Boulder__CO__80305 |  | Salt_Lake_City__UT | -7777 | N_A | -8888 | N_A
74 | WindDir_calc_deg | degrees Wind Direction from Airmar corrected for van movement | Wind Direction from Airmar corrected for van movement | Mobile_Lab_MetNav_Station | /uufs/chpc.utah.edu/common/home/haskins-group1/users/vsun/USOS_merges/R0/CSL_MobileLab_Parked/raw/20240805/USOS-MetNav_MobileLabGround_20240805_R0.ict |  | N_A | Carrie_Womack__Nate_Howard__Mike_Zucker | N_A | R0 | Use_of_these_data_require_prior_ok_from_PI_ | NOAA_Chemical_Sciences_Laboratory | CSL_Mobile_Lab | 325_Broadway_R_CSL7__Boulder__CO__80305 |  | Salt_Lake_City__UT | -7777 | N_A | -8888 | N_A
75 | WindSpd_calc_m_s | m/s Wind Speed from Airmar corrected for van movement | Wind Speed from Airmar corrected for van movement | Mobile_Lab_MetNav_Station | /uufs/chpc.utah.edu/common/home/haskins-group1/users/vsun/USOS_merges/R0/CSL_MobileLab_Parked/raw/20240805/USOS-MetNav_MobileLabGround_20240805_R0.ict |  | N_A | Carrie_Womack__Nate_Howard__Mike_Zucker | N_A | R0 | Use_of_these_data_require_prior_ok_from_PI_ | NOAA_Chemical_Sciences_Laboratory | CSL_Mobile_Lab | 325_Broadway_R_CSL7__Boulder__CO__80305 |  | Salt_Lake_City__UT | -7777 | N_A | -8888 | N_A
76 | HCHO | ppbv | Gas_HCHO_InSitu_S_AVMR volume mixing ratio of formaldehyde in air | Picarro_G2307_on_CSL_Mobile_Lab | /uufs/chpc.utah.edu/common/home/haskins-group1/users/vsun/USOS_merges/R0/CSL_MobileLab_Parked/raw/20240805/USOS-HCHO_MobileLabGround_20240805_R0.ict | Data_is_averaged->1_minute_intervals_for_stationary_and_1_second_interval_for_driving__Stationary_data_collected_from_a_20_ft_tower_on_top_of_the_mobile_lab_ | Cavity_Ring-Down_Spectrometer | Huang__Yaoxian | N_A | R0 | Users_are_strongly_encouraged->contact_the_PI_for_proper_data_usage_ | Wayne_State_University | CSL_Mobile_Lab__at_Ground_Site | yaoxian_huang_wayne_edu |  | Salt_Lake_City__UT | -7777 | N_A | -8888 | N_A | __csl_noaa_gov_groups_csl7_measurements_2024usos_ | Data_have_been_shifted_backwards_by_1_minute->align_with_USOS_MetNav_and_Picarro_GHG_data_
77 | H2O | ppmv | Gas_H2O_InSitu_S_AVMR volume mixing ratio of water vapor in air | Picarro_G2307_on_CSL_Mobile_Lab | /uufs/chpc.utah.edu/common/home/haskins-group1/users/vsun/USOS_merges/R0/CSL_MobileLab_Parked/raw/20240805/USOS-HCHO_MobileLabGround_20240805_R0.ict | Data_is_averaged->1_minute_intervals_for_stationary_and_1_second_interval_for_driving__Stationary_data_collected_from_a_20_ft_tower_on_top_of_the_mobile_lab_ | Cavity_Ring-Down_Spectrometer | Huang__Yaoxian | N_A | R0 | Users_are_strongly_encouraged->contact_the_PI_for_proper_data_usage_ | Wayne_State_University | CSL_Mobile_Lab__at_Ground_Site | yaoxian_huang_wayne_edu |  | Salt_Lake_City__UT | -7777 | N_A | -8888 | N_A | __csl_noaa_gov_groups_csl7_measurements_2024usos_ | Data_have_been_shifted_backwards_by_1_minute->align_with_USOS_MetNav_and_Picarro_GHG_data_
78 | CH4 | ppmv | Gas_CH4_InSitu_S_AVMR volume mixing ratio of methane in air | Picarro_G2307_on_CSL_Mobile_Lab | /uufs/chpc.utah.edu/common/home/haskins-group1/users/vsun/USOS_merges/R0/CSL_MobileLab_Parked/raw/20240805/USOS-HCHO_MobileLabGround_20240805_R0.ict | Data_is_averaged->1_minute_intervals_for_stationary_and_1_second_interval_for_driving__Stationary_data_collected_from_a_20_ft_tower_on_top_of_the_mobile_lab_ | Cavity_Ring-Down_Spectrometer | Huang__Yaoxian | N_A | R0 | Users_are_strongly_encouraged->contact_the_PI_for_proper_data_usage_ | Wayne_State_University | CSL_Mobile_Lab__at_Ground_Site | yaoxian_huang_wayne_edu |  | Salt_Lake_City__UT | -7777 | N_A | -8888 | N_A | __csl_noaa_gov_groups_csl7_measurements_2024usos_ | Data_have_been_shifted_backwards_by_1_minute->align_with_USOS_MetNav_and_Picarro_GHG_data_
79 | HCOOH_NOAACIMS | pptv | Gas_HCOOH_InSitu_S_AVMR | NOAA_Iodide_CIMS_Instrument | /uufs/chpc.utah.edu/common/home/haskins-group1/users/vsun/USOS_merges/R0/CSL_MobileLab_Parked/raw/20240805/USOS-NOAAIodideCIMS-PANs_MobileLabGround_20240805_RA.ict | All_data_in_parts_per_trillion_by_volume_(pptv)__1_Hz_data_is_available_upon_request_ | NOAA_I-_ToF_CIMS | Michael_A_Robinson__Chris_Jernigan__Subi_Thakali | TBD | RA | Users_are_strongly_encouraged->contact_the_PI_for_proper_data_usage_ | NOAA_ESRL_Chemical_Sciences_Laboratory_and_CIRES__U__of_Colorado | NOAA_CSL_Mobile_Lab | 325_Broadway__R_CSD_7__Boulder__Colorado_80305__michael_a_robinson_noaa_gov__chris_jernigan_noaa_gov_ |  | SLC__Utah | -7777 | N_A | -8888 | N_A | __csl_noaa_gov_groups_csl7_measurements_2024usos_
80 | O3_ppb | ppbv | Ozone from 2B Tech UV Analyzer | 2B_Tech_O3_UV_Analyzer | /uufs/chpc.utah.edu/common/home/haskins-group1/users/vsun/USOS_merges/R0/CSL_MobileLab_Parked/raw/20240805/USOS-O3_MobileLabGround_20240805_R0.ict |  | N_A | Carrie_Womack | N_A | R0 | Use_of_these_data_require_prior_ok_from_PI_ | NOAA_Chemical_Sciences_Laboratory | CSL_Mobile_Lab | 325_Broadway_R_CSL7__Boulder__CO__80305 |  | Salt_Lake_City__UT | -7777 | N_A | -8888 | N_A |  | N_A
81 | HNO2_NOAACIMS | pptv | Gas_HNO2_InSitu_S_AVMR | NOAA_Iodide_CIMS_Instrument | /uufs/chpc.utah.edu/common/home/haskins-group1/users/vsun/USOS_merges/R0/CSL_MobileLab_Parked/raw/20240805/USOS-NOAAIodideCIMS-PANs_MobileLabGround_20240805_RA.ict | All_data_in_parts_per_trillion_by_volume_(pptv)__1_Hz_data_is_available_upon_request_ | NOAA_I-_ToF_CIMS | Michael_A_Robinson__Chris_Jernigan__Subi_Thakali | TBD | RA | Users_are_strongly_encouraged->contact_the_PI_for_proper_data_usage_ | NOAA_ESRL_Chemical_Sciences_Laboratory_and_CIRES__U__of_Colorado | NOAA_CSL_Mobile_Lab | 325_Broadway__R_CSD_7__Boulder__Colorado_80305__michael_a_robinson_noaa_gov__chris_jernigan_noaa_gov_ |  | SLC__Utah | -7777 | N_A | -8888 | N_A | __csl_noaa_gov_groups_csl7_measurements_2024usos_
82 | PAN_NOAACIMS | pptv | Gas_PAN_InSitu_S_AVMR | NOAA_Iodide_CIMS_Instrument | /uufs/chpc.utah.edu/common/home/haskins-group1/users/vsun/USOS_merges/R0/CSL_MobileLab_Parked/raw/20240805/USOS-NOAAIodideCIMS-PANs_MobileLabGround_20240805_RA.ict | All_data_in_parts_per_trillion_by_volume_(pptv)__1_Hz_data_is_available_upon_request_ | NOAA_I-_ToF_CIMS | Michael_A_Robinson__Chris_Jernigan__Subi_Thakali | TBD | RA | Users_are_strongly_encouraged->contact_the_PI_for_proper_data_usage_ | NOAA_ESRL_Chemical_Sciences_Laboratory_and_CIRES__U__of_Colorado | NOAA_CSL_Mobile_Lab | 325_Broadway__R_CSD_7__Boulder__Colorado_80305__michael_a_robinson_noaa_gov__chris_jernigan_noaa_gov_ |  | SLC__Utah | -7777 | N_A | -8888 | N_A | __csl_noaa_gov_groups_csl7_measurements_2024usos_
83 | APAN_NOAACIMS | pptv | Gas_PAN_InSitu_S_AVMR | NOAA_Iodide_CIMS_Instrument | /uufs/chpc.utah.edu/common/home/haskins-group1/users/vsun/USOS_merges/R0/CSL_MobileLab_Parked/raw/20240805/USOS-NOAAIodideCIMS-PANs_MobileLabGround_20240805_RA.ict | All_data_in_parts_per_trillion_by_volume_(pptv)__1_Hz_data_is_available_upon_request_ | NOAA_I-_ToF_CIMS | Michael_A_Robinson__Chris_Jernigan__Subi_Thakali | TBD | RA | Users_are_strongly_encouraged->contact_the_PI_for_proper_data_usage_ | NOAA_ESRL_Chemical_Sciences_Laboratory_and_CIRES__U__of_Colorado | NOAA_CSL_Mobile_Lab | 325_Broadway__R_CSD_7__Boulder__Colorado_80305__michael_a_robinson_noaa_gov__chris_jernigan_noaa_gov_ |  | SLC__Utah | -7777 | N_A | -8888 | N_A | __csl_noaa_gov_groups_csl7_measurements_2024usos_
84 | PPN_NOAACIMS | pptv | Gas_PPN_InSitu_S_AVMR | NOAA_Iodide_CIMS_Instrument | /uufs/chpc.utah.edu/common/home/haskins-group1/users/vsun/USOS_merges/R0/CSL_MobileLab_Parked/raw/20240805/USOS-NOAAIodideCIMS-PANs_MobileLabGround_20240805_RA.ict | All_data_in_parts_per_trillion_by_volume_(pptv)__1_Hz_data_is_available_upon_request_ | NOAA_I-_ToF_CIMS | Michael_A_Robinson__Chris_Jernigan__Subi_Thakali | TBD | RA | Users_are_strongly_encouraged->contact_the_PI_for_proper_data_usage_ | NOAA_ESRL_Chemical_Sciences_Laboratory_and_CIRES__U__of_Colorado | NOAA_CSL_Mobile_Lab | 325_Broadway__R_CSD_7__Boulder__Colorado_80305__michael_a_robinson_noaa_gov__chris_jernigan_noaa_gov_ |  | SLC__Utah | -7777 | N_A | -8888 | N_A | __csl_noaa_gov_groups_csl7_measurements_2024usos_
85 | Time_Start | No units found for this variable... | No long name found for this variable... | Portable_Optical_Particle_Spectrometer_(POPS) | /uufs/chpc.utah.edu/common/home/haskins-group1/users/vsun/USOS_merges/R0/CSL_MobileLab_Parked/raw/20240805/USOS-POPS_MobileLabGround_20240805_R0.ict | Particle_concentrations_reported_in_number_per_cubic_centimeter_1_Hz_data | Printed_Optical_Particle_Spectrometer_counts_particles_from_140_-_2500_nm_in_diameter | Thornberry__T__D_ | Counting_uncertainty_dominated_by_air_flow__less_than_5_percent__Measurement_range_is__0_-_3000_per_cm3_(varies_depending_on_flow_rate-_manufacturer_quotes_1250_per_cm3_at_1_667_cc_s) | R0 | Please_contact_the_PIs_for_questions_regarding_applications_and_uncertainties | NOAA_Chemical_Sciences_Laboratory | NOAA_CSL_Mobile_Lab | 325_Broadway_R_CSL6__Boulder__CO_80305__troy_thornberry_noaa_gov__303-497-3373 |  | USOS | -7777 | N_A | -8888 | N_A | USOS__Utah_POPS_data_from_NOAA_CSL_Mobile_Lab | 140_1__146_3__152_8__159_6__166_8__174_2__181_9__190_0__198_5__207_4__216_6__226_2__236_3__246_8__257_8__269_3__343_4__450_7__525_9__618_5__710_0__822_7__885_9__953_9__1027_2__1106_1__1191_0__1282_5__1381_0__1487_1__1601_3__1724_3__1856_7__1999_3__2152_8__2318_2__2496_2
86 | Time_Stop | seconds number_of_seconds_since_0000_UTC | number_of_seconds_since_0000_UTC | Portable_Optical_Particle_Spectrometer_(POPS) | /uufs/chpc.utah.edu/common/home/haskins-group1/users/vsun/USOS_merges/R0/CSL_MobileLab_Parked/raw/20240805/USOS-POPS_MobileLabGround_20240805_R0.ict | Particle_concentrations_reported_in_number_per_cubic_centimeter_1_Hz_data | Printed_Optical_Particle_Spectrometer_counts_particles_from_140_-_2500_nm_in_diameter | Thornberry__T__D_ | Counting_uncertainty_dominated_by_air_flow__less_than_5_percent__Measurement_range_is__0_-_3000_per_cm3_(varies_depending_on_flow_rate-_manufacturer_quotes_1250_per_cm3_at_1_667_cc_s) | R0 | Please_contact_the_PIs_for_questions_regarding_applications_and_uncertainties | NOAA_Chemical_Sciences_Laboratory | NOAA_CSL_Mobile_Lab | 325_Broadway_R_CSL6__Boulder__CO_80305__troy_thornberry_noaa_gov__303-497-3373 |  | USOS | -7777 | N_A | -8888 | N_A | USOS__Utah_POPS_data_from_NOAA_CSL_Mobile_Lab | 140_1__146_3__152_8__159_6__166_8__174_2__181_9__190_0__198_5__207_4__216_6__226_2__236_3__246_8__257_8__269_3__343_4__450_7__525_9__618_5__710_0__822_7__885_9__953_9__1027_2__1106_1__1191_0__1282_5__1381_0__1487_1__1601_3__1724_3__1856_7__1999_3__2152_8__2318_2__2496_2
87 | Press_mb | mb Pressure reported (mb) | Pressure reported (mb) | Portable_Optical_Particle_Spectrometer_(POPS) | /uufs/chpc.utah.edu/common/home/haskins-group1/users/vsun/USOS_merges/R0/CSL_MobileLab_Parked/raw/20240805/USOS-POPS_MobileLabGround_20240805_R0.ict | Particle_concentrations_reported_in_number_per_cubic_centimeter_1_Hz_data | Printed_Optical_Particle_Spectrometer_counts_particles_from_140_-_2500_nm_in_diameter | Thornberry__T__D_ | Counting_uncertainty_dominated_by_air_flow__less_than_5_percent__Measurement_range_is__0_-_3000_per_cm3_(varies_depending_on_flow_rate-_manufacturer_quotes_1250_per_cm3_at_1_667_cc_s) | R0 | Please_contact_the_PIs_for_questions_regarding_applications_and_uncertainties | NOAA_Chemical_Sciences_Laboratory | NOAA_CSL_Mobile_Lab | 325_Broadway_R_CSL6__Boulder__CO_80305__troy_thornberry_noaa_gov__303-497-3373 |  | USOS | -7777 | N_A | -8888 | N_A | USOS__Utah_POPS_data_from_NOAA_CSL_Mobile_Lab | 140_1__146_3__152_8__159_6__166_8__174_2__181_9__190_0__198_5__207_4__216_6__226_2__236_3__246_8__257_8__269_3__343_4__450_7__525_9__618_5__710_0__822_7__885_9__953_9__1027_2__1106_1__1191_0__1282_5__1381_0__1487_1__1601_3__1724_3__1856_7__1999_3__2152_8__2318_2__2496_2
88 | Temp_C | degrees C POPS temperature measurement | C POPS temperature measurement | Portable_Optical_Particle_Spectrometer_(POPS) | /uufs/chpc.utah.edu/common/home/haskins-group1/users/vsun/USOS_merges/R0/CSL_MobileLab_Parked/raw/20240805/USOS-POPS_MobileLabGround_20240805_R0.ict | Particle_concentrations_reported_in_number_per_cubic_centimeter_1_Hz_data | Printed_Optical_Particle_Spectrometer_counts_particles_from_140_-_2500_nm_in_diameter | Thornberry__T__D_ | Counting_uncertainty_dominated_by_air_flow__less_than_5_percent__Measurement_range_is__0_-_3000_per_cm3_(varies_depending_on_flow_rate-_manufacturer_quotes_1250_per_cm3_at_1_667_cc_s) | R0 | Please_contact_the_PIs_for_questions_regarding_applications_and_uncertainties | NOAA_Chemical_Sciences_Laboratory | NOAA_CSL_Mobile_Lab | 325_Broadway_R_CSL6__Boulder__CO_80305__troy_thornberry_noaa_gov__303-497-3373 |  | USOS | -7777 | N_A | -8888 | N_A | USOS__Utah_POPS_data_from_NOAA_CSL_Mobile_Lab | 140_1__146_3__152_8__159_6__166_8__174_2__181_9__190_0__198_5__207_4__216_6__226_2__236_3__246_8__257_8__269_3__343_4__450_7__525_9__618_5__710_0__822_7__885_9__953_9__1027_2__1106_1__1191_0__1282_5__1381_0__1487_1__1601_3__1724_3__1856_7__1999_3__2152_8__2318_2__2496_2
89 | Aerosol_concentration | cm^-3 Aerosol concentration | Aerosol concentration | Portable_Optical_Particle_Spectrometer_(POPS) | /uufs/chpc.utah.edu/common/home/haskins-group1/users/vsun/USOS_merges/R0/CSL_MobileLab_Parked/raw/20240805/USOS-POPS_MobileLabGround_20240805_R0.ict | Particle_concentrations_reported_in_number_per_cubic_centimeter_1_Hz_data | Printed_Optical_Particle_Spectrometer_counts_particles_from_140_-_2500_nm_in_diameter | Thornberry__T__D_ | Counting_uncertainty_dominated_by_air_flow__less_than_5_percent__Measurement_range_is__0_-_3000_per_cm3_(varies_depending_on_flow_rate-_manufacturer_quotes_1250_per_cm3_at_1_667_cc_s) | R0 | Please_contact_the_PIs_for_questions_regarding_applications_and_uncertainties | NOAA_Chemical_Sciences_Laboratory | NOAA_CSL_Mobile_Lab | 325_Broadway_R_CSL6__Boulder__CO_80305__troy_thornberry_noaa_gov__303-497-3373 |  | USOS | -7777 | N_A | -8888 | N_A | USOS__Utah_POPS_data_from_NOAA_CSL_Mobile_Lab | 140_1__146_3__152_8__159_6__166_8__174_2__181_9__190_0__198_5__207_4__216_6__226_2__236_3__246_8__257_8__269_3__343_4__450_7__525_9__618_5__710_0__822_7__885_9__953_9__1027_2__1106_1__1191_0__1282_5__1381_0__1487_1__1601_3__1724_3__1856_7__1999_3__2152_8__2318_2__2496_2
90 | Surface_Area_Conc | um^2 cm^-3 Surface area concentration | cm^-3 Surface area concentration | Portable_Optical_Particle_Spectrometer_(POPS) | /uufs/chpc.utah.edu/common/home/haskins-group1/users/vsun/USOS_merges/R0/CSL_MobileLab_Parked/raw/20240805/USOS-POPS_MobileLabGround_20240805_R0.ict | Particle_concentrations_reported_in_number_per_cubic_centimeter_1_Hz_data | Printed_Optical_Particle_Spectrometer_counts_particles_from_140_-_2500_nm_in_diameter | Thornberry__T__D_ | Counting_uncertainty_dominated_by_air_flow__less_than_5_percent__Measurement_range_is__0_-_3000_per_cm3_(varies_depending_on_flow_rate-_manufacturer_quotes_1250_per_cm3_at_1_667_cc_s) | R0 | Please_contact_the_PIs_for_questions_regarding_applications_and_uncertainties | NOAA_Chemical_Sciences_Laboratory | NOAA_CSL_Mobile_Lab | 325_Broadway_R_CSL6__Boulder__CO_80305__troy_thornberry_noaa_gov__303-497-3373 |  | USOS | -7777 | N_A | -8888 | N_A | USOS__Utah_POPS_data_from_NOAA_CSL_Mobile_Lab | 140_1__146_3__152_8__159_6__166_8__174_2__181_9__190_0__198_5__207_4__216_6__226_2__236_3__246_8__257_8__269_3__343_4__450_7__525_9__618_5__710_0__822_7__885_9__953_9__1027_2__1106_1__1191_0__1282_5__1381_0__1487_1__1601_3__1724_3__1856_7__1999_3__2152_8__2318_2__2496_2
91 | Volume_density | um^3 cm^-3 Volume density | cm^-3 Volume density | Portable_Optical_Particle_Spectrometer_(POPS) | /uufs/chpc.utah.edu/common/home/haskins-group1/users/vsun/USOS_merges/R0/CSL_MobileLab_Parked/raw/20240805/USOS-POPS_MobileLabGround_20240805_R0.ict | Particle_concentrations_reported_in_number_per_cubic_centimeter_1_Hz_data | Printed_Optical_Particle_Spectrometer_counts_particles_from_140_-_2500_nm_in_diameter | Thornberry__T__D_ | Counting_uncertainty_dominated_by_air_flow__less_than_5_percent__Measurement_range_is__0_-_3000_per_cm3_(varies_depending_on_flow_rate-_manufacturer_quotes_1250_per_cm3_at_1_667_cc_s) | R0 | Please_contact_the_PIs_for_questions_regarding_applications_and_uncertainties | NOAA_Chemical_Sciences_Laboratory | NOAA_CSL_Mobile_Lab | 325_Broadway_R_CSL6__Boulder__CO_80305__troy_thornberry_noaa_gov__303-497-3373 |  | USOS | -7777 | N_A | -8888 | N_A | USOS__Utah_POPS_data_from_NOAA_CSL_Mobile_Lab | 140_1__146_3__152_8__159_6__166_8__174_2__181_9__190_0__198_5__207_4__216_6__226_2__236_3__246_8__257_8__269_3__343_4__450_7__525_9__618_5__710_0__822_7__885_9__953_9__1027_2__1106_1__1191_0__1282_5__1381_0__1487_1__1601_3__1724_3__1856_7__1999_3__2152_8__2318_2__2496_2
92 | Effective_radius | um Effective radius | Effective radius | Portable_Optical_Particle_Spectrometer_(POPS) | /uufs/chpc.utah.edu/common/home/haskins-group1/users/vsun/USOS_merges/R0/CSL_MobileLab_Parked/raw/20240805/USOS-POPS_MobileLabGround_20240805_R0.ict | Particle_concentrations_reported_in_number_per_cubic_centimeter_1_Hz_data | Printed_Optical_Particle_Spectrometer_counts_particles_from_140_-_2500_nm_in_diameter | Thornberry__T__D_ | Counting_uncertainty_dominated_by_air_flow__less_than_5_percent__Measurement_range_is__0_-_3000_per_cm3_(varies_depending_on_flow_rate-_manufacturer_quotes_1250_per_cm3_at_1_667_cc_s) | R0 | Please_contact_the_PIs_for_questions_regarding_applications_and_uncertainties | NOAA_Chemical_Sciences_Laboratory | NOAA_CSL_Mobile_Lab | 325_Broadway_R_CSL6__Boulder__CO_80305__troy_thornberry_noaa_gov__303-497-3373 |  | USOS | -7777 | N_A | -8888 | N_A | USOS__Utah_POPS_data_from_NOAA_CSL_Mobile_Lab | 140_1__146_3__152_8__159_6__166_8__174_2__181_9__190_0__198_5__207_4__216_6__226_2__236_3__246_8__257_8__269_3__343_4__450_7__525_9__618_5__710_0__822_7__885_9__953_9__1027_2__1106_1__1191_0__1282_5__1381_0__1487_1__1601_3__1724_3__1856_7__1999_3__2152_8__2318_2__2496_2
93 | Extinction | km^-1 Extinction | Extinction | Portable_Optical_Particle_Spectrometer_(POPS) | /uufs/chpc.utah.edu/common/home/haskins-group1/users/vsun/USOS_merges/R0/CSL_MobileLab_Parked/raw/20240805/USOS-POPS_MobileLabGround_20240805_R0.ict | Particle_concentrations_reported_in_number_per_cubic_centimeter_1_Hz_data | Printed_Optical_Particle_Spectrometer_counts_particles_from_140_-_2500_nm_in_diameter | Thornberry__T__D_ | Counting_uncertainty_dominated_by_air_flow__less_than_5_percent__Measurement_range_is__0_-_3000_per_cm3_(varies_depending_on_flow_rate-_manufacturer_quotes_1250_per_cm3_at_1_667_cc_s) | R0 | Please_contact_the_PIs_for_questions_regarding_applications_and_uncertainties | NOAA_Chemical_Sciences_Laboratory | NOAA_CSL_Mobile_Lab | 325_Broadway_R_CSL6__Boulder__CO_80305__troy_thornberry_noaa_gov__303-497-3373 |  | USOS | -7777 | N_A | -8888 | N_A | USOS__Utah_POPS_data_from_NOAA_CSL_Mobile_Lab | 140_1__146_3__152_8__159_6__166_8__174_2__181_9__190_0__198_5__207_4__216_6__226_2__236_3__246_8__257_8__269_3__343_4__450_7__525_9__618_5__710_0__822_7__885_9__953_9__1027_2__1106_1__1191_0__1282_5__1381_0__1487_1__1601_3__1724_3__1856_7__1999_3__2152_8__2318_2__2496_2
94 | Bin01 | cm^-3 particle concentration in size range [1401 - 146.3 nm] | particle concentration in size range [1401 - 146.3 nm] | Portable_Optical_Particle_Spectrometer_(POPS) | /uufs/chpc.utah.edu/common/home/haskins-group1/users/vsun/USOS_merges/R0/CSL_MobileLab_Parked/raw/20240805/USOS-POPS_MobileLabGround_20240805_R0.ict | Particle_concentrations_reported_in_number_per_cubic_centimeter_1_Hz_data | Printed_Optical_Particle_Spectrometer_counts_particles_from_140_-_2500_nm_in_diameter | Thornberry__T__D_ | Counting_uncertainty_dominated_by_air_flow__less_than_5_percent__Measurement_range_is__0_-_3000_per_cm3_(varies_depending_on_flow_rate-_manufacturer_quotes_1250_per_cm3_at_1_667_cc_s) | R0 | Please_contact_the_PIs_for_questions_regarding_applications_and_uncertainties | NOAA_Chemical_Sciences_Laboratory | NOAA_CSL_Mobile_Lab | 325_Broadway_R_CSL6__Boulder__CO_80305__troy_thornberry_noaa_gov__303-497-3373 |  | USOS | -7777 | N_A | -8888 | N_A | USOS__Utah_POPS_data_from_NOAA_CSL_Mobile_Lab | 140_1__146_3__152_8__159_6__166_8__174_2__181_9__190_0__198_5__207_4__216_6__226_2__236_3__246_8__257_8__269_3__343_4__450_7__525_9__618_5__710_0__822_7__885_9__953_9__1027_2__1106_1__1191_0__1282_5__1381_0__1487_1__1601_3__1724_3__1856_7__1999_3__2152_8__2318_2__2496_2
95 | Bin02 | cm^-3 particle concentration in size range [146.3 - 152.8 nm] | particle concentration in size range [146.3 - 152.8 nm] | Portable_Optical_Particle_Spectrometer_(POPS) | /uufs/chpc.utah.edu/common/home/haskins-group1/users/vsun/USOS_merges/R0/CSL_MobileLab_Parked/raw/20240805/USOS-POPS_MobileLabGround_20240805_R0.ict | Particle_concentrations_reported_in_number_per_cubic_centimeter_1_Hz_data | Printed_Optical_Particle_Spectrometer_counts_particles_from_140_-_2500_nm_in_diameter | Thornberry__T__D_ | Counting_uncertainty_dominated_by_air_flow__less_than_5_percent__Measurement_range_is__0_-_3000_per_cm3_(varies_depending_on_flow_rate-_manufacturer_quotes_1250_per_cm3_at_1_667_cc_s) | R0 | Please_contact_the_PIs_for_questions_regarding_applications_and_uncertainties | NOAA_Chemical_Sciences_Laboratory | NOAA_CSL_Mobile_Lab | 325_Broadway_R_CSL6__Boulder__CO_80305__troy_thornberry_noaa_gov__303-497-3373 |  | USOS | -7777 | N_A | -8888 | N_A | USOS__Utah_POPS_data_from_NOAA_CSL_Mobile_Lab | 140_1__146_3__152_8__159_6__166_8__174_2__181_9__190_0__198_5__207_4__216_6__226_2__236_3__246_8__257_8__269_3__343_4__450_7__525_9__618_5__710_0__822_7__885_9__953_9__1027_2__1106_1__1191_0__1282_5__1381_0__1487_1__1601_3__1724_3__1856_7__1999_3__2152_8__2318_2__2496_2
96 | Bin03 | cm^-3 particle concentration in size range [152.8 - 159.6 nm] | particle concentration in size range [152.8 - 159.6 nm] | Portable_Optical_Particle_Spectrometer_(POPS) | /uufs/chpc.utah.edu/common/home/haskins-group1/users/vsun/USOS_merges/R0/CSL_MobileLab_Parked/raw/20240805/USOS-POPS_MobileLabGround_20240805_R0.ict | Particle_concentrations_reported_in_number_per_cubic_centimeter_1_Hz_data | Printed_Optical_Particle_Spectrometer_counts_particles_from_140_-_2500_nm_in_diameter | Thornberry__T__D_ | Counting_uncertainty_dominated_by_air_flow__less_than_5_percent__Measurement_range_is__0_-_3000_per_cm3_(varies_depending_on_flow_rate-_manufacturer_quotes_1250_per_cm3_at_1_667_cc_s) | R0 | Please_contact_the_PIs_for_questions_regarding_applications_and_uncertainties | NOAA_Chemical_Sciences_Laboratory | NOAA_CSL_Mobile_Lab | 325_Broadway_R_CSL6__Boulder__CO_80305__troy_thornberry_noaa_gov__303-497-3373 |  | USOS | -7777 | N_A | -8888 | N_A | USOS__Utah_POPS_data_from_NOAA_CSL_Mobile_Lab | 140_1__146_3__152_8__159_6__166_8__174_2__181_9__190_0__198_5__207_4__216_6__226_2__236_3__246_8__257_8__269_3__343_4__450_7__525_9__618_5__710_0__822_7__885_9__953_9__1027_2__1106_1__1191_0__1282_5__1381_0__1487_1__1601_3__1724_3__1856_7__1999_3__2152_8__2318_2__2496_2
97 | Bin04 | cm^-3 particle concentration in size range [159.6 - 166.8 nm] | particle concentration in size range [159.6 - 166.8 nm] | Portable_Optical_Particle_Spectrometer_(POPS) | /uufs/chpc.utah.edu/common/home/haskins-group1/users/vsun/USOS_merges/R0/CSL_MobileLab_Parked/raw/20240805/USOS-POPS_MobileLabGround_20240805_R0.ict | Particle_concentrations_reported_in_number_per_cubic_centimeter_1_Hz_data | Printed_Optical_Particle_Spectrometer_counts_particles_from_140_-_2500_nm_in_diameter | Thornberry__T__D_ | Counting_uncertainty_dominated_by_air_flow__less_than_5_percent__Measurement_range_is__0_-_3000_per_cm3_(varies_depending_on_flow_rate-_manufacturer_quotes_1250_per_cm3_at_1_667_cc_s) | R0 | Please_contact_the_PIs_for_questions_regarding_applications_and_uncertainties | NOAA_Chemical_Sciences_Laboratory | NOAA_CSL_Mobile_Lab | 325_Broadway_R_CSL6__Boulder__CO_80305__troy_thornberry_noaa_gov__303-497-3373 |  | USOS | -7777 | N_A | -8888 | N_A | USOS__Utah_POPS_data_from_NOAA_CSL_Mobile_Lab | 140_1__146_3__152_8__159_6__166_8__174_2__181_9__190_0__198_5__207_4__216_6__226_2__236_3__246_8__257_8__269_3__343_4__450_7__525_9__618_5__710_0__822_7__885_9__953_9__1027_2__1106_1__1191_0__1282_5__1381_0__1487_1__1601_3__1724_3__1856_7__1999_3__2152_8__2318_2__2496_2
98 | Bin05 | cm^-3 particle concentration in size range [166.8 - 174.2 nm] | particle concentration in size range [166.8 - 174.2 nm] | Portable_Optical_Particle_Spectrometer_(POPS) | /uufs/chpc.utah.edu/common/home/haskins-group1/users/vsun/USOS_merges/R0/CSL_MobileLab_Parked/raw/20240805/USOS-POPS_MobileLabGround_20240805_R0.ict | Particle_concentrations_reported_in_number_per_cubic_centimeter_1_Hz_data | Printed_Optical_Particle_Spectrometer_counts_particles_from_140_-_2500_nm_in_diameter | Thornberry__T__D_ | Counting_uncertainty_dominated_by_air_flow__less_than_5_percent__Measurement_range_is__0_-_3000_per_cm3_(varies_depending_on_flow_rate-_manufacturer_quotes_1250_per_cm3_at_1_667_cc_s) | R0 | Please_contact_the_PIs_for_questions_regarding_applications_and_uncertainties | NOAA_Chemical_Sciences_Laboratory | NOAA_CSL_Mobile_Lab | 325_Broadway_R_CSL6__Boulder__CO_80305__troy_thornberry_noaa_gov__303-497-3373 |  | USOS | -7777 | N_A | -8888 | N_A | USOS__Utah_POPS_data_from_NOAA_CSL_Mobile_Lab | 140_1__146_3__152_8__159_6__166_8__174_2__181_9__190_0__198_5__207_4__216_6__226_2__236_3__246_8__257_8__269_3__343_4__450_7__525_9__618_5__710_0__822_7__885_9__953_9__1027_2__1106_1__1191_0__1282_5__1381_0__1487_1__1601_3__1724_3__1856_7__1999_3__2152_8__2318_2__2496_2
99 | Bin06 | cm^-3 particle concentration in size range [174.2 - 181.9 nm] | particle concentration in size range [174.2 - 181.9 nm] | Portable_Optical_Particle_Spectrometer_(POPS) | /uufs/chpc.utah.edu/common/home/haskins-group1/users/vsun/USOS_merges/R0/CSL_MobileLab_Parked/raw/20240805/USOS-POPS_MobileLabGround_20240805_R0.ict | Particle_concentrations_reported_in_number_per_cubic_centimeter_1_Hz_data | Printed_Optical_Particle_Spectrometer_counts_particles_from_140_-_2500_nm_in_diameter | Thornberry__T__D_ | Counting_uncertainty_dominated_by_air_flow__less_than_5_percent__Measurement_range_is__0_-_3000_per_cm3_(varies_depending_on_flow_rate-_manufacturer_quotes_1250_per_cm3_at_1_667_cc_s) | R0 | Please_contact_the_PIs_for_questions_regarding_applications_and_uncertainties | NOAA_Chemical_Sciences_Laboratory | NOAA_CSL_Mobile_Lab | 325_Broadway_R_CSL6__Boulder__CO_80305__troy_thornberry_noaa_gov__303-497-3373 |  | USOS | -7777 | N_A | -8888 | N_A | USOS__Utah_POPS_data_from_NOAA_CSL_Mobile_Lab | 140_1__146_3__152_8__159_6__166_8__174_2__181_9__190_0__198_5__207_4__216_6__226_2__236_3__246_8__257_8__269_3__343_4__450_7__525_9__618_5__710_0__822_7__885_9__953_9__1027_2__1106_1__1191_0__1282_5__1381_0__1487_1__1601_3__1724_3__1856_7__1999_3__2152_8__2318_2__2496_2
100 | Bin07 | cm^-3 particle concentration in size range [181.9 - 190.0 nm] | particle concentration in size range [181.9 - 190.0 nm] | Portable_Optical_Particle_Spectrometer_(POPS) | /uufs/chpc.utah.edu/common/home/haskins-group1/users/vsun/USOS_merges/R0/CSL_MobileLab_Parked/raw/20240805/USOS-POPS_MobileLabGround_20240805_R0.ict | Particle_concentrations_reported_in_number_per_cubic_centimeter_1_Hz_data | Printed_Optical_Particle_Spectrometer_counts_particles_from_140_-_2500_nm_in_diameter | Thornberry__T__D_ | Counting_uncertainty_dominated_by_air_flow__less_than_5_percent__Measurement_range_is__0_-_3000_per_cm3_(varies_depending_on_flow_rate-_manufacturer_quotes_1250_per_cm3_at_1_667_cc_s) | R0 | Please_contact_the_PIs_for_questions_regarding_applications_and_uncertainties | NOAA_Chemical_Sciences_Laboratory | NOAA_CSL_Mobile_Lab | 325_Broadway_R_CSL6__Boulder__CO_80305__troy_thornberry_noaa_gov__303-497-3373 |  | USOS | -7777 | N_A | -8888 | N_A | USOS__Utah_POPS_data_from_NOAA_CSL_Mobile_Lab | 140_1__146_3__152_8__159_6__166_8__174_2__181_9__190_0__198_5__207_4__216_6__226_2__236_3__246_8__257_8__269_3__343_4__450_7__525_9__618_5__710_0__822_7__885_9__953_9__1027_2__1106_1__1191_0__1282_5__1381_0__1487_1__1601_3__1724_3__1856_7__1999_3__2152_8__2318_2__2496_2
101 | Bin08 | cm^-3 particle concentration in size range [190.0 - 198.5 nm] | particle concentration in size range [190.0 - 198.5 nm] | Portable_Optical_Particle_Spectrometer_(POPS) | /uufs/chpc.utah.edu/common/home/haskins-group1/users/vsun/USOS_merges/R0/CSL_MobileLab_Parked/raw/20240805/USOS-POPS_MobileLabGround_20240805_R0.ict | Particle_concentrations_reported_in_number_per_cubic_centimeter_1_Hz_data | Printed_Optical_Particle_Spectrometer_counts_particles_from_140_-_2500_nm_in_diameter | Thornberry__T__D_ | Counting_uncertainty_dominated_by_air_flow__less_than_5_percent__Measurement_range_is__0_-_3000_per_cm3_(varies_depending_on_flow_rate-_manufacturer_quotes_1250_per_cm3_at_1_667_cc_s) | R0 | Please_contact_the_PIs_for_questions_regarding_applications_and_uncertainties | NOAA_Chemical_Sciences_Laboratory | NOAA_CSL_Mobile_Lab | 325_Broadway_R_CSL6__Boulder__CO_80305__troy_thornberry_noaa_gov__303-497-3373 |  | USOS | -7777 | N_A | -8888 | N_A | USOS__Utah_POPS_data_from_NOAA_CSL_Mobile_Lab | 140_1__146_3__152_8__159_6__166_8__174_2__181_9__190_0__198_5__207_4__216_6__226_2__236_3__246_8__257_8__269_3__343_4__450_7__525_9__618_5__710_0__822_7__885_9__953_9__1027_2__1106_1__1191_0__1282_5__1381_0__1487_1__1601_3__1724_3__1856_7__1999_3__2152_8__2318_2__2496_2
102 | Bin09 | cm^-3 particle concentration in size range [198.5 - 207.4 nm] | particle concentration in size range [198.5 - 207.4 nm] | Portable_Optical_Particle_Spectrometer_(POPS) | /uufs/chpc.utah.edu/common/home/haskins-group1/users/vsun/USOS_merges/R0/CSL_MobileLab_Parked/raw/20240805/USOS-POPS_MobileLabGround_20240805_R0.ict | Particle_concentrations_reported_in_number_per_cubic_centimeter_1_Hz_data | Printed_Optical_Particle_Spectrometer_counts_particles_from_140_-_2500_nm_in_diameter | Thornberry__T__D_ | Counting_uncertainty_dominated_by_air_flow__less_than_5_percent__Measurement_range_is__0_-_3000_per_cm3_(varies_depending_on_flow_rate-_manufacturer_quotes_1250_per_cm3_at_1_667_cc_s) | R0 | Please_contact_the_PIs_for_questions_regarding_applications_and_uncertainties | NOAA_Chemical_Sciences_Laboratory | NOAA_CSL_Mobile_Lab | 325_Broadway_R_CSL6__Boulder__CO_80305__troy_thornberry_noaa_gov__303-497-3373 |  | USOS | -7777 | N_A | -8888 | N_A | USOS__Utah_POPS_data_from_NOAA_CSL_Mobile_Lab | 140_1__146_3__152_8__159_6__166_8__174_2__181_9__190_0__198_5__207_4__216_6__226_2__236_3__246_8__257_8__269_3__343_4__450_7__525_9__618_5__710_0__822_7__885_9__953_9__1027_2__1106_1__1191_0__1282_5__1381_0__1487_1__1601_3__1724_3__1856_7__1999_3__2152_8__2318_2__2496_2
103 | Bin10 | cm^-3 particle concentration in size range [207.4 - 216.6 nm] | particle concentration in size range [207.4 - 216.6 nm] | Portable_Optical_Particle_Spectrometer_(POPS) | /uufs/chpc.utah.edu/common/home/haskins-group1/users/vsun/USOS_merges/R0/CSL_MobileLab_Parked/raw/20240805/USOS-POPS_MobileLabGround_20240805_R0.ict | Particle_concentrations_reported_in_number_per_cubic_centimeter_1_Hz_data | Printed_Optical_Particle_Spectrometer_counts_particles_from_140_-_2500_nm_in_diameter | Thornberry__T__D_ | Counting_uncertainty_dominated_by_air_flow__less_than_5_percent__Measurement_range_is__0_-_3000_per_cm3_(varies_depending_on_flow_rate-_manufacturer_quotes_1250_per_cm3_at_1_667_cc_s) | R0 | Please_contact_the_PIs_for_questions_regarding_applications_and_uncertainties | NOAA_Chemical_Sciences_Laboratory | NOAA_CSL_Mobile_Lab | 325_Broadway_R_CSL6__Boulder__CO_80305__troy_thornberry_noaa_gov__303-497-3373 |  | USOS | -7777 | N_A | -8888 | N_A | USOS__Utah_POPS_data_from_NOAA_CSL_Mobile_Lab | 140_1__146_3__152_8__159_6__166_8__174_2__181_9__190_0__198_5__207_4__216_6__226_2__236_3__246_8__257_8__269_3__343_4__450_7__525_9__618_5__710_0__822_7__885_9__953_9__1027_2__1106_1__1191_0__1282_5__1381_0__1487_1__1601_3__1724_3__1856_7__1999_3__2152_8__2318_2__2496_2
104 | Bin11 | cm^-3 particle concentration in size range [216.6 - 226.2 nm] | particle concentration in size range [216.6 - 226.2 nm] | Portable_Optical_Particle_Spectrometer_(POPS) | /uufs/chpc.utah.edu/common/home/haskins-group1/users/vsun/USOS_merges/R0/CSL_MobileLab_Parked/raw/20240805/USOS-POPS_MobileLabGround_20240805_R0.ict | Particle_concentrations_reported_in_number_per_cubic_centimeter_1_Hz_data | Printed_Optical_Particle_Spectrometer_counts_particles_from_140_-_2500_nm_in_diameter | Thornberry__T__D_ | Counting_uncertainty_dominated_by_air_flow__less_than_5_percent__Measurement_range_is__0_-_3000_per_cm3_(varies_depending_on_flow_rate-_manufacturer_quotes_1250_per_cm3_at_1_667_cc_s) | R0 | Please_contact_the_PIs_for_questions_regarding_applications_and_uncertainties | NOAA_Chemical_Sciences_Laboratory | NOAA_CSL_Mobile_Lab | 325_Broadway_R_CSL6__Boulder__CO_80305__troy_thornberry_noaa_gov__303-497-3373 |  | USOS | -7777 | N_A | -8888 | N_A | USOS__Utah_POPS_data_from_NOAA_CSL_Mobile_Lab | 140_1__146_3__152_8__159_6__166_8__174_2__181_9__190_0__198_5__207_4__216_6__226_2__236_3__246_8__257_8__269_3__343_4__450_7__525_9__618_5__710_0__822_7__885_9__953_9__1027_2__1106_1__1191_0__1282_5__1381_0__1487_1__1601_3__1724_3__1856_7__1999_3__2152_8__2318_2__2496_2
105 | Bin12 | cm^-3 particle concentration in size range [226.2 - 236.3 nm] | particle concentration in size range [226.2 - 236.3 nm] | Portable_Optical_Particle_Spectrometer_(POPS) | /uufs/chpc.utah.edu/common/home/haskins-group1/users/vsun/USOS_merges/R0/CSL_MobileLab_Parked/raw/20240805/USOS-POPS_MobileLabGround_20240805_R0.ict | Particle_concentrations_reported_in_number_per_cubic_centimeter_1_Hz_data | Printed_Optical_Particle_Spectrometer_counts_particles_from_140_-_2500_nm_in_diameter | Thornberry__T__D_ | Counting_uncertainty_dominated_by_air_flow__less_than_5_percent__Measurement_range_is__0_-_3000_per_cm3_(varies_depending_on_flow_rate-_manufacturer_quotes_1250_per_cm3_at_1_667_cc_s) | R0 | Please_contact_the_PIs_for_questions_regarding_applications_and_uncertainties | NOAA_Chemical_Sciences_Laboratory | NOAA_CSL_Mobile_Lab | 325_Broadway_R_CSL6__Boulder__CO_80305__troy_thornberry_noaa_gov__303-497-3373 |  | USOS | -7777 | N_A | -8888 | N_A | USOS__Utah_POPS_data_from_NOAA_CSL_Mobile_Lab | 140_1__146_3__152_8__159_6__166_8__174_2__181_9__190_0__198_5__207_4__216_6__226_2__236_3__246_8__257_8__269_3__343_4__450_7__525_9__618_5__710_0__822_7__885_9__953_9__1027_2__1106_1__1191_0__1282_5__1381_0__1487_1__1601_3__1724_3__1856_7__1999_3__2152_8__2318_2__2496_2
106 | Bin13 | cm^-3 particle concentration in size range [236.3 - 246.8 nm] | particle concentration in size range [236.3 - 246.8 nm] | Portable_Optical_Particle_Spectrometer_(POPS) | /uufs/chpc.utah.edu/common/home/haskins-group1/users/vsun/USOS_merges/R0/CSL_MobileLab_Parked/raw/20240805/USOS-POPS_MobileLabGround_20240805_R0.ict | Particle_concentrations_reported_in_number_per_cubic_centimeter_1_Hz_data | Printed_Optical_Particle_Spectrometer_counts_particles_from_140_-_2500_nm_in_diameter | Thornberry__T__D_ | Counting_uncertainty_dominated_by_air_flow__less_than_5_percent__Measurement_range_is__0_-_3000_per_cm3_(varies_depending_on_flow_rate-_manufacturer_quotes_1250_per_cm3_at_1_667_cc_s) | R0 | Please_contact_the_PIs_for_questions_regarding_applications_and_uncertainties | NOAA_Chemical_Sciences_Laboratory | NOAA_CSL_Mobile_Lab | 325_Broadway_R_CSL6__Boulder__CO_80305__troy_thornberry_noaa_gov__303-497-3373 |  | USOS | -7777 | N_A | -8888 | N_A | USOS__Utah_POPS_data_from_NOAA_CSL_Mobile_Lab | 140_1__146_3__152_8__159_6__166_8__174_2__181_9__190_0__198_5__207_4__216_6__226_2__236_3__246_8__257_8__269_3__343_4__450_7__525_9__618_5__710_0__822_7__885_9__953_9__1027_2__1106_1__1191_0__1282_5__1381_0__1487_1__1601_3__1724_3__1856_7__1999_3__2152_8__2318_2__2496_2
107 | Bin14 | cm^-3 particle concentration in size range [246.8 - 257.8 nm] | particle concentration in size range [246.8 - 257.8 nm] | Portable_Optical_Particle_Spectrometer_(POPS) | /uufs/chpc.utah.edu/common/home/haskins-group1/users/vsun/USOS_merges/R0/CSL_MobileLab_Parked/raw/20240805/USOS-POPS_MobileLabGround_20240805_R0.ict | Particle_concentrations_reported_in_number_per_cubic_centimeter_1_Hz_data | Printed_Optical_Particle_Spectrometer_counts_particles_from_140_-_2500_nm_in_diameter | Thornberry__T__D_ | Counting_uncertainty_dominated_by_air_flow__less_than_5_percent__Measurement_range_is__0_-_3000_per_cm3_(varies_depending_on_flow_rate-_manufacturer_quotes_1250_per_cm3_at_1_667_cc_s) | R0 | Please_contact_the_PIs_for_questions_regarding_applications_and_uncertainties | NOAA_Chemical_Sciences_Laboratory | NOAA_CSL_Mobile_Lab | 325_Broadway_R_CSL6__Boulder__CO_80305__troy_thornberry_noaa_gov__303-497-3373 |  | USOS | -7777 | N_A | -8888 | N_A | USOS__Utah_POPS_data_from_NOAA_CSL_Mobile_Lab | 140_1__146_3__152_8__159_6__166_8__174_2__181_9__190_0__198_5__207_4__216_6__226_2__236_3__246_8__257_8__269_3__343_4__450_7__525_9__618_5__710_0__822_7__885_9__953_9__1027_2__1106_1__1191_0__1282_5__1381_0__1487_1__1601_3__1724_3__1856_7__1999_3__2152_8__2318_2__2496_2
108 | Bin15 | cm^-3 particle concentration in size range [257.8 - 269.3 nm] | particle concentration in size range [257.8 - 269.3 nm] | Portable_Optical_Particle_Spectrometer_(POPS) | /uufs/chpc.utah.edu/common/home/haskins-group1/users/vsun/USOS_merges/R0/CSL_MobileLab_Parked/raw/20240805/USOS-POPS_MobileLabGround_20240805_R0.ict | Particle_concentrations_reported_in_number_per_cubic_centimeter_1_Hz_data | Printed_Optical_Particle_Spectrometer_counts_particles_from_140_-_2500_nm_in_diameter | Thornberry__T__D_ | Counting_uncertainty_dominated_by_air_flow__less_than_5_percent__Measurement_range_is__0_-_3000_per_cm3_(varies_depending_on_flow_rate-_manufacturer_quotes_1250_per_cm3_at_1_667_cc_s) | R0 | Please_contact_the_PIs_for_questions_regarding_applications_and_uncertainties | NOAA_Chemical_Sciences_Laboratory | NOAA_CSL_Mobile_Lab | 325_Broadway_R_CSL6__Boulder__CO_80305__troy_thornberry_noaa_gov__303-497-3373 |  | USOS | -7777 | N_A | -8888 | N_A | USOS__Utah_POPS_data_from_NOAA_CSL_Mobile_Lab | 140_1__146_3__152_8__159_6__166_8__174_2__181_9__190_0__198_5__207_4__216_6__226_2__236_3__246_8__257_8__269_3__343_4__450_7__525_9__618_5__710_0__822_7__885_9__953_9__1027_2__1106_1__1191_0__1282_5__1381_0__1487_1__1601_3__1724_3__1856_7__1999_3__2152_8__2318_2__2496_2
109 | Bin16 | cm^-3 particle concentration in size range [269.3 - 343.4 nm] | particle concentration in size range [269.3 - 343.4 nm] | Portable_Optical_Particle_Spectrometer_(POPS) | /uufs/chpc.utah.edu/common/home/haskins-group1/users/vsun/USOS_merges/R0/CSL_MobileLab_Parked/raw/20240805/USOS-POPS_MobileLabGround_20240805_R0.ict | Particle_concentrations_reported_in_number_per_cubic_centimeter_1_Hz_data | Printed_Optical_Particle_Spectrometer_counts_particles_from_140_-_2500_nm_in_diameter | Thornberry__T__D_ | Counting_uncertainty_dominated_by_air_flow__less_than_5_percent__Measurement_range_is__0_-_3000_per_cm3_(varies_depending_on_flow_rate-_manufacturer_quotes_1250_per_cm3_at_1_667_cc_s) | R0 | Please_contact_the_PIs_for_questions_regarding_applications_and_uncertainties | NOAA_Chemical_Sciences_Laboratory | NOAA_CSL_Mobile_Lab | 325_Broadway_R_CSL6__Boulder__CO_80305__troy_thornberry_noaa_gov__303-497-3373 |  | USOS | -7777 | N_A | -8888 | N_A | USOS__Utah_POPS_data_from_NOAA_CSL_Mobile_Lab | 140_1__146_3__152_8__159_6__166_8__174_2__181_9__190_0__198_5__207_4__216_6__226_2__236_3__246_8__257_8__269_3__343_4__450_7__525_9__618_5__710_0__822_7__885_9__953_9__1027_2__1106_1__1191_0__1282_5__1381_0__1487_1__1601_3__1724_3__1856_7__1999_3__2152_8__2318_2__2496_2
110 | Bin17 | cm^-3 particle concentration in size range [343.4 - 450.7 nm] | particle concentration in size range [343.4 - 450.7 nm] | Portable_Optical_Particle_Spectrometer_(POPS) | /uufs/chpc.utah.edu/common/home/haskins-group1/users/vsun/USOS_merges/R0/CSL_MobileLab_Parked/raw/20240805/USOS-POPS_MobileLabGround_20240805_R0.ict | Particle_concentrations_reported_in_number_per_cubic_centimeter_1_Hz_data | Printed_Optical_Particle_Spectrometer_counts_particles_from_140_-_2500_nm_in_diameter | Thornberry__T__D_ | Counting_uncertainty_dominated_by_air_flow__less_than_5_percent__Measurement_range_is__0_-_3000_per_cm3_(varies_depending_on_flow_rate-_manufacturer_quotes_1250_per_cm3_at_1_667_cc_s) | R0 | Please_contact_the_PIs_for_questions_regarding_applications_and_uncertainties | NOAA_Chemical_Sciences_Laboratory | NOAA_CSL_Mobile_Lab | 325_Broadway_R_CSL6__Boulder__CO_80305__troy_thornberry_noaa_gov__303-497-3373 |  | USOS | -7777 | N_A | -8888 | N_A | USOS__Utah_POPS_data_from_NOAA_CSL_Mobile_Lab | 140_1__146_3__152_8__159_6__166_8__174_2__181_9__190_0__198_5__207_4__216_6__226_2__236_3__246_8__257_8__269_3__343_4__450_7__525_9__618_5__710_0__822_7__885_9__953_9__1027_2__1106_1__1191_0__1282_5__1381_0__1487_1__1601_3__1724_3__1856_7__1999_3__2152_8__2318_2__2496_2
111 | Bin18 | cm^-3 particle concentration in size range [450.7 - 525.9 nm] | particle concentration in size range [450.7 - 525.9 nm] | Portable_Optical_Particle_Spectrometer_(POPS) | /uufs/chpc.utah.edu/common/home/haskins-group1/users/vsun/USOS_merges/R0/CSL_MobileLab_Parked/raw/20240805/USOS-POPS_MobileLabGround_20240805_R0.ict | Particle_concentrations_reported_in_number_per_cubic_centimeter_1_Hz_data | Printed_Optical_Particle_Spectrometer_counts_particles_from_140_-_2500_nm_in_diameter | Thornberry__T__D_ | Counting_uncertainty_dominated_by_air_flow__less_than_5_percent__Measurement_range_is__0_-_3000_per_cm3_(varies_depending_on_flow_rate-_manufacturer_quotes_1250_per_cm3_at_1_667_cc_s) | R0 | Please_contact_the_PIs_for_questions_regarding_applications_and_uncertainties | NOAA_Chemical_Sciences_Laboratory | NOAA_CSL_Mobile_Lab | 325_Broadway_R_CSL6__Boulder__CO_80305__troy_thornberry_noaa_gov__303-497-3373 |  | USOS | -7777 | N_A | -8888 | N_A | USOS__Utah_POPS_data_from_NOAA_CSL_Mobile_Lab | 140_1__146_3__152_8__159_6__166_8__174_2__181_9__190_0__198_5__207_4__216_6__226_2__236_3__246_8__257_8__269_3__343_4__450_7__525_9__618_5__710_0__822_7__885_9__953_9__1027_2__1106_1__1191_0__1282_5__1381_0__1487_1__1601_3__1724_3__1856_7__1999_3__2152_8__2318_2__2496_2
112 | Bin19 | cm^-3 particle concentration in size range [525.9 - 618.5 nm] | particle concentration in size range [525.9 - 618.5 nm] | Portable_Optical_Particle_Spectrometer_(POPS) | /uufs/chpc.utah.edu/common/home/haskins-group1/users/vsun/USOS_merges/R0/CSL_MobileLab_Parked/raw/20240805/USOS-POPS_MobileLabGround_20240805_R0.ict | Particle_concentrations_reported_in_number_per_cubic_centimeter_1_Hz_data | Printed_Optical_Particle_Spectrometer_counts_particles_from_140_-_2500_nm_in_diameter | Thornberry__T__D_ | Counting_uncertainty_dominated_by_air_flow__less_than_5_percent__Measurement_range_is__0_-_3000_per_cm3_(varies_depending_on_flow_rate-_manufacturer_quotes_1250_per_cm3_at_1_667_cc_s) | R0 | Please_contact_the_PIs_for_questions_regarding_applications_and_uncertainties | NOAA_Chemical_Sciences_Laboratory | NOAA_CSL_Mobile_Lab | 325_Broadway_R_CSL6__Boulder__CO_80305__troy_thornberry_noaa_gov__303-497-3373 |  | USOS | -7777 | N_A | -8888 | N_A | USOS__Utah_POPS_data_from_NOAA_CSL_Mobile_Lab | 140_1__146_3__152_8__159_6__166_8__174_2__181_9__190_0__198_5__207_4__216_6__226_2__236_3__246_8__257_8__269_3__343_4__450_7__525_9__618_5__710_0__822_7__885_9__953_9__1027_2__1106_1__1191_0__1282_5__1381_0__1487_1__1601_3__1724_3__1856_7__1999_3__2152_8__2318_2__2496_2
113 | Bin20 | cm^-3 particle concentration in size range [618.5 - 710.0 nm] | particle concentration in size range [618.5 - 710.0 nm] | Portable_Optical_Particle_Spectrometer_(POPS) | /uufs/chpc.utah.edu/common/home/haskins-group1/users/vsun/USOS_merges/R0/CSL_MobileLab_Parked/raw/20240805/USOS-POPS_MobileLabGround_20240805_R0.ict | Particle_concentrations_reported_in_number_per_cubic_centimeter_1_Hz_data | Printed_Optical_Particle_Spectrometer_counts_particles_from_140_-_2500_nm_in_diameter | Thornberry__T__D_ | Counting_uncertainty_dominated_by_air_flow__less_than_5_percent__Measurement_range_is__0_-_3000_per_cm3_(varies_depending_on_flow_rate-_manufacturer_quotes_1250_per_cm3_at_1_667_cc_s) | R0 | Please_contact_the_PIs_for_questions_regarding_applications_and_uncertainties | NOAA_Chemical_Sciences_Laboratory | NOAA_CSL_Mobile_Lab | 325_Broadway_R_CSL6__Boulder__CO_80305__troy_thornberry_noaa_gov__303-497-3373 |  | USOS | -7777 | N_A | -8888 | N_A | USOS__Utah_POPS_data_from_NOAA_CSL_Mobile_Lab | 140_1__146_3__152_8__159_6__166_8__174_2__181_9__190_0__198_5__207_4__216_6__226_2__236_3__246_8__257_8__269_3__343_4__450_7__525_9__618_5__710_0__822_7__885_9__953_9__1027_2__1106_1__1191_0__1282_5__1381_0__1487_1__1601_3__1724_3__1856_7__1999_3__2152_8__2318_2__2496_2
114 | Bin21 | cm^-3 particle concentration in size range [710.0 - 822.7 nm] | particle concentration in size range [710.0 - 822.7 nm] | Portable_Optical_Particle_Spectrometer_(POPS) | /uufs/chpc.utah.edu/common/home/haskins-group1/users/vsun/USOS_merges/R0/CSL_MobileLab_Parked/raw/20240805/USOS-POPS_MobileLabGround_20240805_R0.ict | Particle_concentrations_reported_in_number_per_cubic_centimeter_1_Hz_data | Printed_Optical_Particle_Spectrometer_counts_particles_from_140_-_2500_nm_in_diameter | Thornberry__T__D_ | Counting_uncertainty_dominated_by_air_flow__less_than_5_percent__Measurement_range_is__0_-_3000_per_cm3_(varies_depending_on_flow_rate-_manufacturer_quotes_1250_per_cm3_at_1_667_cc_s) | R0 | Please_contact_the_PIs_for_questions_regarding_applications_and_uncertainties | NOAA_Chemical_Sciences_Laboratory | NOAA_CSL_Mobile_Lab | 325_Broadway_R_CSL6__Boulder__CO_80305__troy_thornberry_noaa_gov__303-497-3373 |  | USOS | -7777 | N_A | -8888 | N_A | USOS__Utah_POPS_data_from_NOAA_CSL_Mobile_Lab | 140_1__146_3__152_8__159_6__166_8__174_2__181_9__190_0__198_5__207_4__216_6__226_2__236_3__246_8__257_8__269_3__343_4__450_7__525_9__618_5__710_0__822_7__885_9__953_9__1027_2__1106_1__1191_0__1282_5__1381_0__1487_1__1601_3__1724_3__1856_7__1999_3__2152_8__2318_2__2496_2
115 | Bin22 | cm^-3 particle concentration in size range [822.7 - 885.9 nm] | particle concentration in size range [822.7 - 885.9 nm] | Portable_Optical_Particle_Spectrometer_(POPS) | /uufs/chpc.utah.edu/common/home/haskins-group1/users/vsun/USOS_merges/R0/CSL_MobileLab_Parked/raw/20240805/USOS-POPS_MobileLabGround_20240805_R0.ict | Particle_concentrations_reported_in_number_per_cubic_centimeter_1_Hz_data | Printed_Optical_Particle_Spectrometer_counts_particles_from_140_-_2500_nm_in_diameter | Thornberry__T__D_ | Counting_uncertainty_dominated_by_air_flow__less_than_5_percent__Measurement_range_is__0_-_3000_per_cm3_(varies_depending_on_flow_rate-_manufacturer_quotes_1250_per_cm3_at_1_667_cc_s) | R0 | Please_contact_the_PIs_for_questions_regarding_applications_and_uncertainties | NOAA_Chemical_Sciences_Laboratory | NOAA_CSL_Mobile_Lab | 325_Broadway_R_CSL6__Boulder__CO_80305__troy_thornberry_noaa_gov__303-497-3373 |  | USOS | -7777 | N_A | -8888 | N_A | USOS__Utah_POPS_data_from_NOAA_CSL_Mobile_Lab | 140_1__146_3__152_8__159_6__166_8__174_2__181_9__190_0__198_5__207_4__216_6__226_2__236_3__246_8__257_8__269_3__343_4__450_7__525_9__618_5__710_0__822_7__885_9__953_9__1027_2__1106_1__1191_0__1282_5__1381_0__1487_1__1601_3__1724_3__1856_7__1999_3__2152_8__2318_2__2496_2
116 | Bin23 | cm^-3 particle concentration in size range [885.9 - 953.9 nm] | particle concentration in size range [885.9 - 953.9 nm] | Portable_Optical_Particle_Spectrometer_(POPS) | /uufs/chpc.utah.edu/common/home/haskins-group1/users/vsun/USOS_merges/R0/CSL_MobileLab_Parked/raw/20240805/USOS-POPS_MobileLabGround_20240805_R0.ict | Particle_concentrations_reported_in_number_per_cubic_centimeter_1_Hz_data | Printed_Optical_Particle_Spectrometer_counts_particles_from_140_-_2500_nm_in_diameter | Thornberry__T__D_ | Counting_uncertainty_dominated_by_air_flow__less_than_5_percent__Measurement_range_is__0_-_3000_per_cm3_(varies_depending_on_flow_rate-_manufacturer_quotes_1250_per_cm3_at_1_667_cc_s) | R0 | Please_contact_the_PIs_for_questions_regarding_applications_and_uncertainties | NOAA_Chemical_Sciences_Laboratory | NOAA_CSL_Mobile_Lab | 325_Broadway_R_CSL6__Boulder__CO_80305__troy_thornberry_noaa_gov__303-497-3373 |  | USOS | -7777 | N_A | -8888 | N_A | USOS__Utah_POPS_data_from_NOAA_CSL_Mobile_Lab | 140_1__146_3__152_8__159_6__166_8__174_2__181_9__190_0__198_5__207_4__216_6__226_2__236_3__246_8__257_8__269_3__343_4__450_7__525_9__618_5__710_0__822_7__885_9__953_9__1027_2__1106_1__1191_0__1282_5__1381_0__1487_1__1601_3__1724_3__1856_7__1999_3__2152_8__2318_2__2496_2
117 | Bin24 | cm^-3 particle concentration in size range [953.9 - 1027.2 nm] | particle concentration in size range [953.9 - 1027.2 nm] | Portable_Optical_Particle_Spectrometer_(POPS) | /uufs/chpc.utah.edu/common/home/haskins-group1/users/vsun/USOS_merges/R0/CSL_MobileLab_Parked/raw/20240805/USOS-POPS_MobileLabGround_20240805_R0.ict | Particle_concentrations_reported_in_number_per_cubic_centimeter_1_Hz_data | Printed_Optical_Particle_Spectrometer_counts_particles_from_140_-_2500_nm_in_diameter | Thornberry__T__D_ | Counting_uncertainty_dominated_by_air_flow__less_than_5_percent__Measurement_range_is__0_-_3000_per_cm3_(varies_depending_on_flow_rate-_manufacturer_quotes_1250_per_cm3_at_1_667_cc_s) | R0 | Please_contact_the_PIs_for_questions_regarding_applications_and_uncertainties | NOAA_Chemical_Sciences_Laboratory | NOAA_CSL_Mobile_Lab | 325_Broadway_R_CSL6__Boulder__CO_80305__troy_thornberry_noaa_gov__303-497-3373 |  | USOS | -7777 | N_A | -8888 | N_A | USOS__Utah_POPS_data_from_NOAA_CSL_Mobile_Lab | 140_1__146_3__152_8__159_6__166_8__174_2__181_9__190_0__198_5__207_4__216_6__226_2__236_3__246_8__257_8__269_3__343_4__450_7__525_9__618_5__710_0__822_7__885_9__953_9__1027_2__1106_1__1191_0__1282_5__1381_0__1487_1__1601_3__1724_3__1856_7__1999_3__2152_8__2318_2__2496_2
118 | Bin25 | cm^-3 particle concentration in size range [1027.2 - 1106.1 nm] | particle concentration in size range [1027.2 - 1106.1 nm] | Portable_Optical_Particle_Spectrometer_(POPS) | /uufs/chpc.utah.edu/common/home/haskins-group1/users/vsun/USOS_merges/R0/CSL_MobileLab_Parked/raw/20240805/USOS-POPS_MobileLabGround_20240805_R0.ict | Particle_concentrations_reported_in_number_per_cubic_centimeter_1_Hz_data | Printed_Optical_Particle_Spectrometer_counts_particles_from_140_-_2500_nm_in_diameter | Thornberry__T__D_ | Counting_uncertainty_dominated_by_air_flow__less_than_5_percent__Measurement_range_is__0_-_3000_per_cm3_(varies_depending_on_flow_rate-_manufacturer_quotes_1250_per_cm3_at_1_667_cc_s) | R0 | Please_contact_the_PIs_for_questions_regarding_applications_and_uncertainties | NOAA_Chemical_Sciences_Laboratory | NOAA_CSL_Mobile_Lab | 325_Broadway_R_CSL6__Boulder__CO_80305__troy_thornberry_noaa_gov__303-497-3373 |  | USOS | -7777 | N_A | -8888 | N_A | USOS__Utah_POPS_data_from_NOAA_CSL_Mobile_Lab | 140_1__146_3__152_8__159_6__166_8__174_2__181_9__190_0__198_5__207_4__216_6__226_2__236_3__246_8__257_8__269_3__343_4__450_7__525_9__618_5__710_0__822_7__885_9__953_9__1027_2__1106_1__1191_0__1282_5__1381_0__1487_1__1601_3__1724_3__1856_7__1999_3__2152_8__2318_2__2496_2
119 | Bin26 | cm^-3 particle concentration in size range [1106.1 - 1191.0 nm] | particle concentration in size range [1106.1 - 1191.0 nm] | Portable_Optical_Particle_Spectrometer_(POPS) | /uufs/chpc.utah.edu/common/home/haskins-group1/users/vsun/USOS_merges/R0/CSL_MobileLab_Parked/raw/20240805/USOS-POPS_MobileLabGround_20240805_R0.ict | Particle_concentrations_reported_in_number_per_cubic_centimeter_1_Hz_data | Printed_Optical_Particle_Spectrometer_counts_particles_from_140_-_2500_nm_in_diameter | Thornberry__T__D_ | Counting_uncertainty_dominated_by_air_flow__less_than_5_percent__Measurement_range_is__0_-_3000_per_cm3_(varies_depending_on_flow_rate-_manufacturer_quotes_1250_per_cm3_at_1_667_cc_s) | R0 | Please_contact_the_PIs_for_questions_regarding_applications_and_uncertainties | NOAA_Chemical_Sciences_Laboratory | NOAA_CSL_Mobile_Lab | 325_Broadway_R_CSL6__Boulder__CO_80305__troy_thornberry_noaa_gov__303-497-3373 |  | USOS | -7777 | N_A | -8888 | N_A | USOS__Utah_POPS_data_from_NOAA_CSL_Mobile_Lab | 140_1__146_3__152_8__159_6__166_8__174_2__181_9__190_0__198_5__207_4__216_6__226_2__236_3__246_8__257_8__269_3__343_4__450_7__525_9__618_5__710_0__822_7__885_9__953_9__1027_2__1106_1__1191_0__1282_5__1381_0__1487_1__1601_3__1724_3__1856_7__1999_3__2152_8__2318_2__2496_2
120 | Bin27 | cm^-3 particle concentration in size range [1191.0 - 1282.5 nm] | particle concentration in size range [1191.0 - 1282.5 nm] | Portable_Optical_Particle_Spectrometer_(POPS) | /uufs/chpc.utah.edu/common/home/haskins-group1/users/vsun/USOS_merges/R0/CSL_MobileLab_Parked/raw/20240805/USOS-POPS_MobileLabGround_20240805_R0.ict | Particle_concentrations_reported_in_number_per_cubic_centimeter_1_Hz_data | Printed_Optical_Particle_Spectrometer_counts_particles_from_140_-_2500_nm_in_diameter | Thornberry__T__D_ | Counting_uncertainty_dominated_by_air_flow__less_than_5_percent__Measurement_range_is__0_-_3000_per_cm3_(varies_depending_on_flow_rate-_manufacturer_quotes_1250_per_cm3_at_1_667_cc_s) | R0 | Please_contact_the_PIs_for_questions_regarding_applications_and_uncertainties | NOAA_Chemical_Sciences_Laboratory | NOAA_CSL_Mobile_Lab | 325_Broadway_R_CSL6__Boulder__CO_80305__troy_thornberry_noaa_gov__303-497-3373 |  | USOS | -7777 | N_A | -8888 | N_A | USOS__Utah_POPS_data_from_NOAA_CSL_Mobile_Lab | 140_1__146_3__152_8__159_6__166_8__174_2__181_9__190_0__198_5__207_4__216_6__226_2__236_3__246_8__257_8__269_3__343_4__450_7__525_9__618_5__710_0__822_7__885_9__953_9__1027_2__1106_1__1191_0__1282_5__1381_0__1487_1__1601_3__1724_3__1856_7__1999_3__2152_8__2318_2__2496_2
121 | Bin28 | cm^-3 particle concentration in size range [1282.5 - 1381.0 nm] | particle concentration in size range [1282.5 - 1381.0 nm] | Portable_Optical_Particle_Spectrometer_(POPS) | /uufs/chpc.utah.edu/common/home/haskins-group1/users/vsun/USOS_merges/R0/CSL_MobileLab_Parked/raw/20240805/USOS-POPS_MobileLabGround_20240805_R0.ict | Particle_concentrations_reported_in_number_per_cubic_centimeter_1_Hz_data | Printed_Optical_Particle_Spectrometer_counts_particles_from_140_-_2500_nm_in_diameter | Thornberry__T__D_ | Counting_uncertainty_dominated_by_air_flow__less_than_5_percent__Measurement_range_is__0_-_3000_per_cm3_(varies_depending_on_flow_rate-_manufacturer_quotes_1250_per_cm3_at_1_667_cc_s) | R0 | Please_contact_the_PIs_for_questions_regarding_applications_and_uncertainties | NOAA_Chemical_Sciences_Laboratory | NOAA_CSL_Mobile_Lab | 325_Broadway_R_CSL6__Boulder__CO_80305__troy_thornberry_noaa_gov__303-497-3373 |  | USOS | -7777 | N_A | -8888 | N_A | USOS__Utah_POPS_data_from_NOAA_CSL_Mobile_Lab | 140_1__146_3__152_8__159_6__166_8__174_2__181_9__190_0__198_5__207_4__216_6__226_2__236_3__246_8__257_8__269_3__343_4__450_7__525_9__618_5__710_0__822_7__885_9__953_9__1027_2__1106_1__1191_0__1282_5__1381_0__1487_1__1601_3__1724_3__1856_7__1999_3__2152_8__2318_2__2496_2
122 | Bin29 | cm^-3 particle concentration in size range [1381.0 - 1487.1 nm] | particle concentration in size range [1381.0 - 1487.1 nm] | Portable_Optical_Particle_Spectrometer_(POPS) | /uufs/chpc.utah.edu/common/home/haskins-group1/users/vsun/USOS_merges/R0/CSL_MobileLab_Parked/raw/20240805/USOS-POPS_MobileLabGround_20240805_R0.ict | Particle_concentrations_reported_in_number_per_cubic_centimeter_1_Hz_data | Printed_Optical_Particle_Spectrometer_counts_particles_from_140_-_2500_nm_in_diameter | Thornberry__T__D_ | Counting_uncertainty_dominated_by_air_flow__less_than_5_percent__Measurement_range_is__0_-_3000_per_cm3_(varies_depending_on_flow_rate-_manufacturer_quotes_1250_per_cm3_at_1_667_cc_s) | R0 | Please_contact_the_PIs_for_questions_regarding_applications_and_uncertainties | NOAA_Chemical_Sciences_Laboratory | NOAA_CSL_Mobile_Lab | 325_Broadway_R_CSL6__Boulder__CO_80305__troy_thornberry_noaa_gov__303-497-3373 |  | USOS | -7777 | N_A | -8888 | N_A | USOS__Utah_POPS_data_from_NOAA_CSL_Mobile_Lab | 140_1__146_3__152_8__159_6__166_8__174_2__181_9__190_0__198_5__207_4__216_6__226_2__236_3__246_8__257_8__269_3__343_4__450_7__525_9__618_5__710_0__822_7__885_9__953_9__1027_2__1106_1__1191_0__1282_5__1381_0__1487_1__1601_3__1724_3__1856_7__1999_3__2152_8__2318_2__2496_2
123 | Bin30 | cm^-3 particle concentration in size range [1487.1 - 1601.3 nm] | particle concentration in size range [1487.1 - 1601.3 nm] | Portable_Optical_Particle_Spectrometer_(POPS) | /uufs/chpc.utah.edu/common/home/haskins-group1/users/vsun/USOS_merges/R0/CSL_MobileLab_Parked/raw/20240805/USOS-POPS_MobileLabGround_20240805_R0.ict | Particle_concentrations_reported_in_number_per_cubic_centimeter_1_Hz_data | Printed_Optical_Particle_Spectrometer_counts_particles_from_140_-_2500_nm_in_diameter | Thornberry__T__D_ | Counting_uncertainty_dominated_by_air_flow__less_than_5_percent__Measurement_range_is__0_-_3000_per_cm3_(varies_depending_on_flow_rate-_manufacturer_quotes_1250_per_cm3_at_1_667_cc_s) | R0 | Please_contact_the_PIs_for_questions_regarding_applications_and_uncertainties | NOAA_Chemical_Sciences_Laboratory | NOAA_CSL_Mobile_Lab | 325_Broadway_R_CSL6__Boulder__CO_80305__troy_thornberry_noaa_gov__303-497-3373 |  | USOS | -7777 | N_A | -8888 | N_A | USOS__Utah_POPS_data_from_NOAA_CSL_Mobile_Lab | 140_1__146_3__152_8__159_6__166_8__174_2__181_9__190_0__198_5__207_4__216_6__226_2__236_3__246_8__257_8__269_3__343_4__450_7__525_9__618_5__710_0__822_7__885_9__953_9__1027_2__1106_1__1191_0__1282_5__1381_0__1487_1__1601_3__1724_3__1856_7__1999_3__2152_8__2318_2__2496_2
124 | Bin31 | cm^-3 particle concentration in size range [1601.3 - 1724.3 nm] | particle concentration in size range [1601.3 - 1724.3 nm] | Portable_Optical_Particle_Spectrometer_(POPS) | /uufs/chpc.utah.edu/common/home/haskins-group1/users/vsun/USOS_merges/R0/CSL_MobileLab_Parked/raw/20240805/USOS-POPS_MobileLabGround_20240805_R0.ict | Particle_concentrations_reported_in_number_per_cubic_centimeter_1_Hz_data | Printed_Optical_Particle_Spectrometer_counts_particles_from_140_-_2500_nm_in_diameter | Thornberry__T__D_ | Counting_uncertainty_dominated_by_air_flow__less_than_5_percent__Measurement_range_is__0_-_3000_per_cm3_(varies_depending_on_flow_rate-_manufacturer_quotes_1250_per_cm3_at_1_667_cc_s) | R0 | Please_contact_the_PIs_for_questions_regarding_applications_and_uncertainties | NOAA_Chemical_Sciences_Laboratory | NOAA_CSL_Mobile_Lab | 325_Broadway_R_CSL6__Boulder__CO_80305__troy_thornberry_noaa_gov__303-497-3373 |  | USOS | -7777 | N_A | -8888 | N_A | USOS__Utah_POPS_data_from_NOAA_CSL_Mobile_Lab | 140_1__146_3__152_8__159_6__166_8__174_2__181_9__190_0__198_5__207_4__216_6__226_2__236_3__246_8__257_8__269_3__343_4__450_7__525_9__618_5__710_0__822_7__885_9__953_9__1027_2__1106_1__1191_0__1282_5__1381_0__1487_1__1601_3__1724_3__1856_7__1999_3__2152_8__2318_2__2496_2
125 | Bin32 | cm^-3 particle concentration in size range [1724.3 - 1856.7 nm] | particle concentration in size range [1724.3 - 1856.7 nm] | Portable_Optical_Particle_Spectrometer_(POPS) | /uufs/chpc.utah.edu/common/home/haskins-group1/users/vsun/USOS_merges/R0/CSL_MobileLab_Parked/raw/20240805/USOS-POPS_MobileLabGround_20240805_R0.ict | Particle_concentrations_reported_in_number_per_cubic_centimeter_1_Hz_data | Printed_Optical_Particle_Spectrometer_counts_particles_from_140_-_2500_nm_in_diameter | Thornberry__T__D_ | Counting_uncertainty_dominated_by_air_flow__less_than_5_percent__Measurement_range_is__0_-_3000_per_cm3_(varies_depending_on_flow_rate-_manufacturer_quotes_1250_per_cm3_at_1_667_cc_s) | R0 | Please_contact_the_PIs_for_questions_regarding_applications_and_uncertainties | NOAA_Chemical_Sciences_Laboratory | NOAA_CSL_Mobile_Lab | 325_Broadway_R_CSL6__Boulder__CO_80305__troy_thornberry_noaa_gov__303-497-3373 |  | USOS | -7777 | N_A | -8888 | N_A | USOS__Utah_POPS_data_from_NOAA_CSL_Mobile_Lab | 140_1__146_3__152_8__159_6__166_8__174_2__181_9__190_0__198_5__207_4__216_6__226_2__236_3__246_8__257_8__269_3__343_4__450_7__525_9__618_5__710_0__822_7__885_9__953_9__1027_2__1106_1__1191_0__1282_5__1381_0__1487_1__1601_3__1724_3__1856_7__1999_3__2152_8__2318_2__2496_2
126 | Bin33 | cm^-3 particle concentration in size range [1856.7 - 1999.3 nm] | particle concentration in size range [1856.7 - 1999.3 nm] | Portable_Optical_Particle_Spectrometer_(POPS) | /uufs/chpc.utah.edu/common/home/haskins-group1/users/vsun/USOS_merges/R0/CSL_MobileLab_Parked/raw/20240805/USOS-POPS_MobileLabGround_20240805_R0.ict | Particle_concentrations_reported_in_number_per_cubic_centimeter_1_Hz_data | Printed_Optical_Particle_Spectrometer_counts_particles_from_140_-_2500_nm_in_diameter | Thornberry__T__D_ | Counting_uncertainty_dominated_by_air_flow__less_than_5_percent__Measurement_range_is__0_-_3000_per_cm3_(varies_depending_on_flow_rate-_manufacturer_quotes_1250_per_cm3_at_1_667_cc_s) | R0 | Please_contact_the_PIs_for_questions_regarding_applications_and_uncertainties | NOAA_Chemical_Sciences_Laboratory | NOAA_CSL_Mobile_Lab | 325_Broadway_R_CSL6__Boulder__CO_80305__troy_thornberry_noaa_gov__303-497-3373 |  | USOS | -7777 | N_A | -8888 | N_A | USOS__Utah_POPS_data_from_NOAA_CSL_Mobile_Lab | 140_1__146_3__152_8__159_6__166_8__174_2__181_9__190_0__198_5__207_4__216_6__226_2__236_3__246_8__257_8__269_3__343_4__450_7__525_9__618_5__710_0__822_7__885_9__953_9__1027_2__1106_1__1191_0__1282_5__1381_0__1487_1__1601_3__1724_3__1856_7__1999_3__2152_8__2318_2__2496_2
127 | Bin34 | cm^-3 particle concentration in size range [1999.3 - 2152.8 nm] | particle concentration in size range [1999.3 - 2152.8 nm] | Portable_Optical_Particle_Spectrometer_(POPS) | /uufs/chpc.utah.edu/common/home/haskins-group1/users/vsun/USOS_merges/R0/CSL_MobileLab_Parked/raw/20240805/USOS-POPS_MobileLabGround_20240805_R0.ict | Particle_concentrations_reported_in_number_per_cubic_centimeter_1_Hz_data | Printed_Optical_Particle_Spectrometer_counts_particles_from_140_-_2500_nm_in_diameter | Thornberry__T__D_ | Counting_uncertainty_dominated_by_air_flow__less_than_5_percent__Measurement_range_is__0_-_3000_per_cm3_(varies_depending_on_flow_rate-_manufacturer_quotes_1250_per_cm3_at_1_667_cc_s) | R0 | Please_contact_the_PIs_for_questions_regarding_applications_and_uncertainties | NOAA_Chemical_Sciences_Laboratory | NOAA_CSL_Mobile_Lab | 325_Broadway_R_CSL6__Boulder__CO_80305__troy_thornberry_noaa_gov__303-497-3373 |  | USOS | -7777 | N_A | -8888 | N_A | USOS__Utah_POPS_data_from_NOAA_CSL_Mobile_Lab | 140_1__146_3__152_8__159_6__166_8__174_2__181_9__190_0__198_5__207_4__216_6__226_2__236_3__246_8__257_8__269_3__343_4__450_7__525_9__618_5__710_0__822_7__885_9__953_9__1027_2__1106_1__1191_0__1282_5__1381_0__1487_1__1601_3__1724_3__1856_7__1999_3__2152_8__2318_2__2496_2
128 | Bin35 | cm^-3 particle concentration in size range [2152.8 - 2318.2 nm] | particle concentration in size range [2152.8 - 2318.2 nm] | Portable_Optical_Particle_Spectrometer_(POPS) | /uufs/chpc.utah.edu/common/home/haskins-group1/users/vsun/USOS_merges/R0/CSL_MobileLab_Parked/raw/20240805/USOS-POPS_MobileLabGround_20240805_R0.ict | Particle_concentrations_reported_in_number_per_cubic_centimeter_1_Hz_data | Printed_Optical_Particle_Spectrometer_counts_particles_from_140_-_2500_nm_in_diameter | Thornberry__T__D_ | Counting_uncertainty_dominated_by_air_flow__less_than_5_percent__Measurement_range_is__0_-_3000_per_cm3_(varies_depending_on_flow_rate-_manufacturer_quotes_1250_per_cm3_at_1_667_cc_s) | R0 | Please_contact_the_PIs_for_questions_regarding_applications_and_uncertainties | NOAA_Chemical_Sciences_Laboratory | NOAA_CSL_Mobile_Lab | 325_Broadway_R_CSL6__Boulder__CO_80305__troy_thornberry_noaa_gov__303-497-3373 |  | USOS | -7777 | N_A | -8888 | N_A | USOS__Utah_POPS_data_from_NOAA_CSL_Mobile_Lab | 140_1__146_3__152_8__159_6__166_8__174_2__181_9__190_0__198_5__207_4__216_6__226_2__236_3__246_8__257_8__269_3__343_4__450_7__525_9__618_5__710_0__822_7__885_9__953_9__1027_2__1106_1__1191_0__1282_5__1381_0__1487_1__1601_3__1724_3__1856_7__1999_3__2152_8__2318_2__2496_2
129 | Bin36 | cm^-3 particle concentration in size range [2318.2 - 2496.2 nm] | particle concentration in size range [2318.2 - 2496.2 nm] | Portable_Optical_Particle_Spectrometer_(POPS) | /uufs/chpc.utah.edu/common/home/haskins-group1/users/vsun/USOS_merges/R0/CSL_MobileLab_Parked/raw/20240805/USOS-POPS_MobileLabGround_20240805_R0.ict | Particle_concentrations_reported_in_number_per_cubic_centimeter_1_Hz_data | Printed_Optical_Particle_Spectrometer_counts_particles_from_140_-_2500_nm_in_diameter | Thornberry__T__D_ | Counting_uncertainty_dominated_by_air_flow__less_than_5_percent__Measurement_range_is__0_-_3000_per_cm3_(varies_depending_on_flow_rate-_manufacturer_quotes_1250_per_cm3_at_1_667_cc_s) | R0 | Please_contact_the_PIs_for_questions_regarding_applications_and_uncertainties | NOAA_Chemical_Sciences_Laboratory | NOAA_CSL_Mobile_Lab | 325_Broadway_R_CSL6__Boulder__CO_80305__troy_thornberry_noaa_gov__303-497-3373 |  | USOS | -7777 | N_A | -8888 | N_A | USOS__Utah_POPS_data_from_NOAA_CSL_Mobile_Lab | 140_1__146_3__152_8__159_6__166_8__174_2__181_9__190_0__198_5__207_4__216_6__226_2__236_3__246_8__257_8__269_3__343_4__450_7__525_9__618_5__710_0__822_7__885_9__953_9__1027_2__1106_1__1191_0__1282_5__1381_0__1487_1__1601_3__1724_3__1856_7__1999_3__2152_8__2318_2__2496_2